## BUTLER
BUTLER CONTROLLER FOR INNOVA AND 3RD PART DEVICE NETWORKS
| Product Name | Code | Type | Description |  | Price
| BUTLER PRO TOUCH | ESW736II | BUTLER PRO TOUCH | Web Server for system control and remote management. Control board with 10” display |  | 1500
| BUTLER PRO | ESW737II | BUTLER PRO | Web Server for system control and remote management. Control unit without display to be installed in the electrical cabinet |  | 1000
Accessories
| Accessory Type | Code | Related products | Related configurations | Description | Price
| On-board controls (FÄRNA) | ECA044II | Butler | All | M7 on-board electronic control with continuous modulation thermostat | 220
| On-board controls (>OSMO<) | ECA844II | Butler | All | M7 on-board electronic control with continuous modulation thermostat | 220
| M7 Controls (mandatory) (WLHP) | ECA944II | Butler | All | M7 on-board electronic control with continuous modulation thermostat | 220 | NEW
| M7 wall control (VMC) | AHRP0021II | Butler | All | Electronic LED control panel with touch interface, wall installation complete with thermostat and room temperature and relative humidity probe. Cable connection. White color | 170 | NEW
| M7 wall control | EEB749II | Butler | All | Electronic LED control panel with touch interface, wall installation complete with thermostat and room temperature and relative humidity probe. Cable connection. Dimensions (lxhxp): 117x80x5 mm. White color | 170
| Wall control Smart Touch series (Fancoil) | EEA649II | Butler | All | SMART TOUCH wall control panel with thermostat and room temperature and relative humidity probe. Black color | 160
| Wall control Smart Touch series (Fancoil) | EEB649II | Butler | All | SMART TOUCH wall control panel with thermostat and room temperature and relative humidity probe. White color | 160
| Modules | EG1028II | Butler | All | MZS, Single zone module. Electronic board controlling external terminals (radiant panel valves or radiators). For connection to EEA649II/EEB649II/EEB749II/EFB749II wall control controls. | 90
| Pre-installation box | L01063II | Butler | BUTLER PRO TOUCH | Pre-installation box - full aligned with the wall | 80
| Power supply | GR1128II | Butler | All | 12 V-dc power supply | 60
| Energy Monitor | EP0642II | Butler | All | Energy monitor for monophase heat pumps. EMM installation on 35 mm DIN rail - 2 DIN modules | 180
| Energy Monitor | EP0643II | Butler | All | Energy monitor for tri-phase heat pumps. EMT installation on 35 mm DIN rail - 4 DIN modules | 350

## GAMMA ..2.0
AIR/AIR HEAT PUMP WITHOUT EXTERNAL UNIT, GAS R32 AND R290 (Mini 9HP version) ..2.0
| Product Name | Code | Type | Description |  | Price
| ..2.0 | C5MO09IC3II | ..2.0 09 HP DC INVERTER - MINI | Heat pump without external unit, exchange with the outside by two 162 mm diameter wall holes. Complete with: heat exchangers, DC Inverter compressor, condensate release system with summer evaporation, EC fan on outdoor side and DC Brushless fan on room side, Wifi connectivity, R290 gas |  | 2500
| ..2.0 | C3MO10IC3II | ..2.0 - 10 HP DC INVERTER | Heat pump without external unit, exchange with the outside by two 162 mm diameter wall holes. Complete with: heat exchangers, DC Inverter compressor, condensate release system with summer evaporation, EC fan on outdoor side and DC Brushless fan on room side, Wifi connectivity, R32 gas |  | 2500
| ..2.0 | C3MO12IC3II | ..2.0 - 12 HP DC INVERTER | Heat pump without external unit, exchange with the outside by two 162 mm diameter wall holes. Complete with: heat exchangers, DC Inverter compressor, condensate release system with summer evaporation, EC fan on outdoor side and DC Brushless fan on room side, Wifi connectivity, R32 gas |  | 2700
| ..2.0 | C3MO15IC3II | ..2.0 15 HP DC INVERTER MAXI | Heat pump without external unit, exchange with the outside by two 202 mm diameter wall holes. Complete with: heat exchangers, DC Inverter compressor, condensate release system with summer evaporation, EC fan on outdoor side and DC Brushless fan on room side, Wifi connectivity, R32 gas |  | 2900
2 kW ELEC version
| ..2.0 ELEC 2 kW | C3MS12IC3II | ..2.0 ELEC 2 kW- 12 HP DC INVERTER | Heat pump without outdoor unit with 2 kW electric support heater, exchange with the outside by two 162 mm diameter wall holes. Complete with: heat exchangers, DC Inverter compressor, condensate release system with summer evaporation, EC fan on outdoor side and DC Brushless fan on room side, Wifi connectivity, R32 gas |  | 2900
| ..2.0 ELEC 2 kW | C3MS15IC3II | ..2.0 ELEC 2 kW - 15 HP DC INVERTER | Heat pump without outdoor unit with 2 kW electric support heater, exchange with the outside by two 202 mm diameter wall holes. Complete with: heat exchangers, DC Inverter compressor, condensate release system with summer evaporation, EC fan on outdoor side and DC Brushless fan on room side, Wifi connectivity, R32 gas |  | 3150
| ..2.0 AMERICA | C3NS18IC3II | ..2.0 ELEC 2 kW - 18 HP AMERICA | Heat pump without outdoor unit with 2 kW electric support heater, exchange with outside through 2 wall holes diam 202 mm. with fixed grid. R32 gas |  | 3300 | NEW
As standard, the device comes with a resistor set at 0.9 kW. It is possible to set the heating element at 1.8 kW, or to disable it during installation.
Accessories
| Accessory Type | Code | Related products | Related configurations | Description | Price
| Wall control | EEB749II | ..2.0, ..2.0 ELEC 2 kW, ..2.0 AMERICA | All | Wall control panel with thermostat and room temperature and relative humidity probe with cable connection, Colour white | 170
| Wall control | EFB749II | ..2.0, ..2.0 ELEC 2 kW, ..2.0 AMERICA | All | Wall control panel with thermostat and room temperature and relative humidity probe, with built-in Wi-Fi module, new App. With cable connection, Colour white | 200
| Recessed box for masonry | N000557A | ..2.0, ..2.0 ELEC 2 kW, ..2.0 AMERICA | All | Recessed box for masonry, for connection with M7 series controls | 3 | NEW
| Recessed box for plasterboard | N000558A | ..2.0, ..2.0 ELEC 2 kW, ..2.0 AMERICA | All | Recessed box for plasterboard, for connection with M7 series controls | 3 | NEW
| Resistance kit | GB1119II | ..2.0, ..2.0 ELEC 2 kW, ..2.0 AMERICA | All | Resistance kit for condensate disposal pipe | 45 | NEW
| Pre-installation kit | GB0671II | ..2.0 ELEC 2 kW, ..2.0 | ..2.0 - 12 HP DC INVERTER ..2.0 - 10 HP DC INVERTER ..2.0 ELEC 2 kW - 12 HP DC INVERTER | Kit consists of: template, DN 160 exterior grids, wall mounting bracket, hole tubes, screws and dowels | 100
| Pre-installation kit | GB1092II | ..2.0, ..2.0 ELEC 2 kW, ..2.0 AMERICA | ..2.0 15 HP DC INVERTER - MAXI ..2.0 ELEC 2 kW - 18 HP AMERICA ..2.0 ELEC 2 kW - 15 HP DC INVERTER | Kit consists of: template, DN 200 exterior grids, wall mounting bracket, hole tubes, screws and dowels | 100
| Pre-installation kit | GB1109II | ..2.0 | ..2.0 09 HP DC INVERTER - MINI | Kit consists of: template, DN 160 exterior grids, wall mounting bracket, hole tubes, screws and dowels | 100
| Built-in metal casing right | L00773II | ..2.0 ELEC 2 kW, ..2.0 | ..2.0 - 12 HP DC INVERTER ..2.0 - 10 HP DC INVERTER ..2.0 ELEC 2 kW - 12 HP DC INVERTER | Built-in metal casing for corner installation with right-hand outlet, depth: 165 mm | 980
| Built-in metal casing left | L00774II | ..2.0 ELEC 2 kW, ..2.0 | ..2.0 - 12 HP DC INVERTER ..2.0 - 10 HP DC INVERTER ..2.0 ELEC 2 kW - 12 HP DC INVERTER | Built-in metal casing for corner installation with left-hand outlet, depth: 165 mm | 980
| Grills and other accessories | GB0738II | ..2.0 ELEC 2 kW, ..2.0 | ..2.0 - 12 HP DC INVERTER ..2.0 - 10 HP DC INVERTER ..2.0 09 HP DC INVERTER - MINI ..2.0 ELEC 2 kW - 12 HP DC INVERTER | Kit No. 2 aluminum grilles with fixed fins DN 160 for outdoor use | 90
| Grills and other accessories | GB0739II | ..2.0 ELEC 2 kW, ..2.0 | ..2.0 - 12 HP DC INVERTER ..2.0 - 10 HP DC INVERTER ..2.0 09 HP DC INVERTER - MINI ..2.0 ELEC 2 kW - 12 HP DC INVERTER | Rain protection kit, Applicable only on fixed outdoor grills. DN 160 | 140
| Grills and other accessories | GB0755II | ..2.0 ELEC 2 kW, ..2.0 | ..2.0 - 12 HP DC INVERTER ..2.0 - 10 HP DC INVERTER ..2.0 09 HP DC INVERTER - MINI ..2.0 ELEC 2 kW - 12 HP DC INVERTER | Kit No.1 insect protection for suction hole only. Applicable only to fixed external grilles DN 160 | 80
| Grills and other accessories | GB1091II | ..2.0, ..2.0 ELEC 2 kW, ..2.0 AMERICA | ..2.0 15 HP DC INVERTER - MAXI ..2.0 ELEC 2 kW - 18 HP AMERICA ..2.0 ELEC 2 kW - 15 HP DC INVERTER | Kit No. 2 aluminum grilles with fixed fins DN 200 for outdoor use | 110
| Installation kit on glass walls | GB0740II | ..2.0 ELEC 2 kW, ..2.0 | ..2.0 - 12 HP DC INVERTER ..2.0 - 10 HP DC INVERTER ..2.0 ELEC 2 kW - 12 HP DC INVERTER | Kit for installation on glass walls, consisting of: an aesthetic back, two brackets for fixing to the floor, a plinth cover brackets, screws and fixing nuts | 250
| Lower cover kit | GB0737II | ..2.0, ..2.0 ELEC 2 kW, ..2.0 AMERICA | ..2.0 - 12 HP DC INVERTER ..2.0 - 10 HP DC INVERTER ..2.0 15 HP DC INVERTER - MAXI ..2.0 ELEC 2 kW - 18 HP AMERICA ..2.0 ELEC 2 kW - 12 HP DC INVERTER ..2.0 ELEC 2 kW - 15 HP DC INVERTER | Aesthetic cover kit bottom side | 80
| Lower cover kit | GB1105II | ..2.0 | ..2.0 09 HP DC INVERTER - MINI | Aesthetic cover kit bottom side | 80
AIR/AIR HEAT PUMP WITHOUT EXTERNAL UNIT, VERTICAL VERSION ..2.0 VERTICAL
| Product Name | Code | Type | Description |  | Price
| ..2.0 Verticale | COMV10IC3II | ..2.0 Verticale 10 HP DC Inverter | Heat pump without external unit, exchange with the outside by two 162 mm diameter wall holes. Complete with: heat exchangers, DC Inverter compressor, condensate release system with summer evaporation, EC fan on outdoor side and DC Brushless fan on room side, Wi-Fi connectivity. Refrigerant R410a |  | 3000
| ..2.0 Verticale | COMV12IC3II | ..2.0 Verticale 12 HP DC Inverter | Heat pump without external unit, exchange with the outside by two 162 mm diameter wall holes. Complete with: heat exchangers, DC Inverter compressor, condensate release system with summer evaporation, EC fan on outdoor side and DC Brushless fan on room side, Wi-Fi connectivity. Refrigerant R410a |  | 3200
Accessories
| Accessory Type | Code | Related products | Related configurations | Description | Price
| Grills and other accessories | GB0738II | ..2.0 Verticale | All | Kit no. 2 aluminium grills with fixed fins 160 for outdoor use | 90
| Grills and other accessories | GB0739II | ..2.0 Verticale | All | Rain protection kit, only applicable on fixed external grills. DN 160 | 140
| Grills and other accessories | GB0755II | ..2.0 Verticale | All | Kit no. 1 insect protection for suction hole only. Only applicable to fixed external grills DN 160 | 80
AIR / AIR HEAT PUMP WITHOUT EXTERNAL UNIT ..2.0 CEILING
| Product Name | Code | Type | Description |  | Price
| ..2.0 CEILING | COMS12OC4II | ..2.0 CEILING 12 HP | Pompa di calore senza unità esterna orizzontale. |  | 3600
| ..2.0 CEILING | COMS12OCEII | ..2.0 CEILING ELEC 12 HP | Pompa di calore senza unità esterna orizzontale. |  | 4000
As standard, the appliance is supplied with a heating element set at 0.9 kW. It is possible to set the heating element to 1.8 kW during installation.
Accessories
| Accessory Type | Code | Related products | Related configurations | Description | Price
| Grills and other accessories | GB0738II | ..2.0 CEILING | All | Kit no. 2 aluminium grills with fixed fins 160 for outdoor use | 90
| Grills and other accessories | GB0739II | ..2.0 CEILING | All | Rain protection kit, only applicable on fixed external grills. DN 160 | 140
| Grills and other accessories | GB0755II | ..2.0 CEILING | All | Kit no. 1 insect protection for suction hole only. Only applicable to fixed external grills DN 160 | 80

## >OSMO<
FANCOILS >OSMO<
| Product Name | Code | Type | Description |  | Price
>OSMO< SL
Vertical installation with hydraulic connections on the left
| >OSMO< SL | FAOL02SC1II | SL 200 | Fan coil unit with exposed metal cabinet. Vertical wall installation (119 mm), with left plumbing connections (right on request). |  | 590
| >OSMO< SL | FAOL04SC1II | SL 400 | Fan coil unit with exposed metal cabinet. Vertical wall installation (119 mm), with left plumbing connections (right on request). |  | 650
| >OSMO< SL | FAOL06SC1II | SL 600 | Fan coil unit with exposed metal cabinet. Vertical wall installation (119 mm), with left plumbing connections (right on request). |  | 760
| >OSMO< SL | FAOL08SC1II | SL 800 | Fan coil unit with exposed metal cabinet. Vertical wall installation (119 mm), with left plumbing connections (right on request). |  | 900
| >OSMO< SL | FAOL10SC1II | SL 1000 | Fan coil unit with exposed metal cabinet. Vertical wall installation (119 mm), with left plumbing connections (right on request). |  | 1000
Horizontal installation with hydraulic connections on the left
| >OSMO< SL | FAOL02OC1II | SL 200 | Fan coil unit with exposed metal cabinet. Horizontal ceiling installation (129 mm) with left hydraulic connections (right on request). Condensate drip pan included (factory installation). |  | 650
| >OSMO< SL | FAOL04OC1II | SL 400 | Fan coil unit with exposed metal cabinet. Horizontal ceiling installation (129 mm) with left hydraulic connections (right on request). Condensate drip pan included (factory installation). |  | 710
| >OSMO< SL | FAOL06OC1II | SL 600 | Fan coil unit with exposed metal cabinet. Horizontal ceiling installation (129 mm) with left hydraulic connections (right on request). Condensate drip pan included (factory installation). |  | 830
| >OSMO< SL | FAOL08OC1II | SL 800 | Fan coil unit with exposed metal cabinet. Horizontal ceiling installation (129 mm) with left hydraulic connections (right on request). Condensate drip pan included (factory installation). |  | 1000
| >OSMO< SL | FAOL10OC1II | SL 1000 | Fan coil unit with exposed metal cabinet. Horizontal ceiling installation (129 mm) with left hydraulic connections (right on request). Condensate drip pan included (factory installation). |  | 1100
>OSMO< RS
Vertical, wall-mounted installation (129 mm) with left-handed plumbing connections
| >OSMO< RS | FAOR02SC1II | RS 200 | Fan coil unit with exposed metal cabinet and radiant effect. Vertical wall installation (129 mm), with left plumbing connections (right on request). |  | 830
| >OSMO< RS | FAOR04SC1II | RS 400 | Fan coil unit with exposed metal cabinet and radiant effect. Vertical wall installation (129 mm), with left plumbing connections (right on request). |  | 950
| >OSMO< RS | FAOR06SC1II | RS 600 | Fan coil unit with exposed metal cabinet and radiant effect. Vertical wall installation (129 mm), with left plumbing connections (right on request). |  | 1060
| >OSMO< RS | FAOR08SC1II | RS 800 | Fan coil unit with exposed metal cabinet and radiant effect. Vertical wall installation (129 mm), with left plumbing connections (right on request). |  | 1250
| >OSMO< RS | FAOR10SC1II | RS 1000 | Fan coil unit with exposed metal cabinet and radiant effect. Vertical wall installation (129 mm), with left plumbing connections (right on request). |  | 1400
Accessories
| Accessory Type | Code | Related products | Related configurations | Description | Price
| Electronic board M7 | ESE845II | >OSMO< | All | On-board electronic card with continuous modulation. For connection to M7 wall mounted controls. | 170
| Electronic board M7 | ESE846II | >OSMO< | All | On-board electronic card with continuous modulation. For connection to M7 wall mounted controls with Bluetooth. | 200
| M7 wall control | EEB749II | >OSMO< | All | LED electronic control panel with touch interface, wall-mounted complete with thermostat and room temperature and relative humidity probe. Cable connection. Colour white | 170
| M7 wall control | EFB749II | >OSMO< | All | LED electronic control panel with touch interface, wall-mounted complete with thermostat and room temperature and relative humidity probe with integrated Wi-Fi module, with new App. Wired connection. Colour white | 200
| M7 wall control | EGB749II | >OSMO< | All | LED electronic control panel with touch interface, wall-mounted complete with thermostat and room temperature and relative humidity probe. Bluetooth connection. White colour | 220
| Recessed box for masonry | N000557A | >OSMO< | All | Recessed box for masonry, for connection with M7 series controls | 3 | NEW
| Recessed box for plasterboard | N000558A | >OSMO< | All | Recessed box for plasterboard, for connection with M7 series controls | 3 | NEW
| M7 on-board controls | ECA844II | >OSMO< | All | M7 on-board electronic control with continuous modulation thermostat. | 220
| M7 on-board controls | EWA844II | >OSMO< | All | M7 on-board electronic control with continuously modulating thermostat, with integrated Wi-Fi module. | 240
| Electronic boards | B10842II | >OSMO< | All | On-board electronic card for control from systems with 0-10 V analogue output | 120
| Electronic boards | B4V842II | >OSMO< | All | On-board electronic card for connection to electromechanical thermostats at 3 speeds. | 120
| Controls | B3V151II | >OSMO< | All | Wall control with thermostat, summer/winter selector and speed selector. | 180
| Motor connection cable for moving hydraulic connections | BB0646II | >OSMO< | All | Hydraulic connection inversion kit. | 36
| Aesthetic backrest | LC1110II | >OSMO< | SL 200 - RS 200 | Back aesthetic panel kit | 140 | NEW
| Aesthetic backrest | LC1111II | >OSMO< | SL 400 - RS 400 | Back aesthetic panel kit | 150 | NEW
| Aesthetic backrest | LC1112II | >OSMO< | SL 600 - RS 600 | Back aesthetic panel kit | 170 | NEW
| Aesthetic backrest | LC1113II | >OSMO< | SL 800 - RS 800 | Back aesthetic panel kit | 180 | NEW
| Aesthetic backrest | LC1114II | >OSMO< | SL 1000 - RS 1000 | Back aesthetic panel kit | 190 | NEW
| Piedini estetici | LC0158II | >OSMO< | All | Feet for covering floor pipes. | 60
| Feet for fixing to floor | LC0606II | >OSMO< | All | Feet for anchorage of the unit to the floor. | 100
| Hydraulic units and fittings | AI1157II | >OSMO< | All | Pressure independent regulating valve DN 15, 290 L/h | 200 | NEW
| Hydraulic units and fittings | AI1158II | >OSMO< | All | Pressure independent regulating valve DN 15, 420 L/h | 200 | NEW
| Hydraulic units and fittings | AI1159II | >OSMO< | All | Pressure independent regulating valve DN 20, 980 L/h | 250 | NEW
| Hydraulic units and fittings | AI1160II | >OSMO< | All | Pressure-independent flow limiting valve DN 15, 290 L/h | 110 | NEW
| Hydraulic units and fittings | AI1161II | >OSMO< | All | Pressure-independent flow limiting valve DN 15, 470 L/h | 110 | NEW
| Hydraulic units and fittings | AI1162II | >OSMO< | All | Pressure-independent flow limiting valve DN 15, 650 L/h | 110 | NEW
| Hydraulic units and fittings | AI1170II | >OSMO< | All | 6-way valve systems 4 pipes DN 15 | 225 | NEW
| Hydraulic units and fittings | AI1171II | >OSMO< | All | Actuator 6-way systems 4 pipes DN 15, for 6-way valves and pressure valves independent | 145 | NEW
| Hydraulic units and fittings | I20205II | >OSMO< | All | 2-way manual valve unit | 75
| Hydraulic units and fittings | V20139II | >OSMO< | All | 2-way valve unit (inlet valve and lockshield) with thermoelectric motor | 160
| Hydraulic units and fittings | V30720II | >OSMO< | All | 3-way diverter valve unit with thermoelectric motor (complete with inlet valve 3-way inlet valve and holder). | 195
| Hydraulic units and fittings | AI0200II | >OSMO< | All | Couple of EUROKONUS adapters for 1/2" female connection | 30
| Hydraulic units and fittings | AI0201II | >OSMO< | All | Couple of EUROKONUS adapters for 3/4" female connection | 30
| Hydraulic units and fittings | AI0203II | >OSMO< | All | 90° bended EUROKONUS connector | 30
| Hydraulic units and fittings | AI0612II | >OSMO< | All | Pair of adapters for flat ring | 20
NB: >OSMO< in versions with wall control can also use Smart Touch controls. See page for electronic fancoil controls.

## FÄRNA
FANCOILS FÄRNA
| Product Name | Code | Type | Description |  | Price
| FÄRNA | FARNASSC1II | SMALL | Exposed DC Inverter fan coil unit. Vertical and horizontal installation. Hydraulic connections ONLY on the left. |  | 660
| FÄRNA | FARNABSC1II | BIG | Exposed DC Inverter fan coil unit. Vertical and horizontal installation. Hydraulic connections ONLY on the left. |  | 860
Accessories
| Accessory Type | Code | Related products | Related configurations | Description | Price
| Electronic board M7 | ESE045II | FÄRNA | All | On-board electronic card with continuous modulation. For connection to M7 wall mounted controls. | 170
| Electronic board M7 | ESE046II | FÄRNA | All | On-board electronic card with continuous modulation. For connection to M7 wall mounted controls with Bluetooth. | 200
| M7 wall control | EEB749II | FÄRNA | All | LED electronic control panel with touch interface, wall-mounted complete with thermostat and room temperature and relative humidity probe. Cable connection. Colour white | 170
| M7 wall control | EFB749II | FÄRNA | All | LED electronic control panel with touch interface, wall-mounted complete with thermostat and room temperature and relative humidity probe with integrated Wi-Fi module,with new App. Wired connection. Colour white | 200
| M7 wall control | EGB749II | FÄRNA | All | LED electronic control panel with touch interface, wall-mounted complete with thermostat and room temperature and relative humidity probe. Bluetooth connection. White colour | 220
| Recessed box for masonry | N000557A | FÄRNA | All | Recessed box for masonry, for connection with M7 series controls | 3 | NEW
| Recessed box for plasterboard | N000558A | FÄRNA | All | Recessed box for plasterboard, for connection with M7 series controls | 3 | NEW
| M7 on-board controls | ECA044II | FÄRNA | All | M7 on-board electronic control with continuously modulating thermostat, with remote control supplied as standard. | 220
| M7 on-board controls | EWA044II | FÄRNA | All | M7 on-board electronic control with integrated Wi-Fi module, with continuously modulating thermostat, with remote control supplied as standard. | 240
| Electronic board | B10042II | FÄRNA | All | On-board electronic board for control from systems with analogue output 0-10 V | 120
| Electronic board | B4V042II | FÄRNA | All | On-board electronic board for connection to 4-speed electromechanical wall thermostats. | 120
| Control | B3V151II | FÄRNA | All | Wall control with thermostat, summer/winter selector and speed selector | 180
| Hydraulic units and fittings | AI1157II | FÄRNA | All | Pressure independent regulating valve DN 15, 290 L/h | 200 | NEW
| Hydraulic units and fittings | AI1158II | FÄRNA | All | Pressure independent regulating valve DN 15, 420 L/h | 200 | NEW
| Hydraulic units and fittings | AI1160II | FÄRNA | All | Pressure-independent flow limiting valve DN 15, 290 L/h | 110 | NEW
| Hydraulic units and fittings | AI1161II | FÄRNA | All | Pressure-independent flow limiting valve DN 15, 470 L/h | 110 | NEW
| Hydraulic units and fittings | AI1170II | FÄRNA | All | 6-way valve systems 4 pipes DN 15 | 225 | NEW
| Hydraulic units and fittings | AI1171II | FÄRNA | All | Actuator 6-way systems 4 pipes DN 15, for 6-way valves and pressure valves independent | 145 | NEW
| Hydraulic units and fittings | I20205II | FÄRNA | All | 2-way manual valve unit | 75
| Hydraulic units and fittings | V20139II | FÄRNA | All | 2-way valve unit (inlet valve and lockshield) with thermoelectric motor | 160
| Hydraulic units and fittings | V30721II | FÄRNA | SMALL | 3-way diverter valve unit with thermoelectric motor. | 195
| Hydraulic units and fittings | V30722II | FÄRNA | BIG | 3-way diverter valve unit with thermoelectric motor. | 195

## GAMMA FILOMURO
FANCOIL FOR HIGH WALL INSTALLATION FILOMURO SLIM FIT
| Product Name | Code | Type | Description |  | Price
With touchpad and remote control Wall-mounted installation, stand-alone electronic machine control and remote control
| Filomuro Slim Fit | FAWM04DC1II-0Q00 | SW 400 | Hydraulic connections: Eurokonus 3/4". Hydraulic connections on the right (or left on request). Pre-assembled condensate drain tray. DC Inverter fan coil unit for high wall installation. |  | 780
| Filomuro Slim Fit | FAWM06DC1II-0Q00 | SW 600 | Hydraulic connections: Eurokonus 3/4". Hydraulic connections on the right (or left on request). Pre-assembled condensate drain tray. DC Inverter fan coil unit for high wall installation. |  | 860
| Filomuro Slim Fit | FAWM08DC1II-0Q00 | SW 800 | Hydraulic connections: Eurokonus 3/4". Hydraulic connections on the right (or left on request). Pre-assembled condensate drain tray. DC Inverter fan coil unit for high wall installation. |  | 950
Configurable unit for remote wall control connection Wall installation for remote control connection (board and control to be ordered separately), standard thermostats, home automation.
| Filomuro Slim Fit | FAWM04DC1II-0000 | SW 400 | Hydraulic connections: Eurokonus 3/4". Hydraulic connections on the right (or left on request). Pre-assembled condensate drain tray. DC Inverter fan coil unit for high wall installation. |  | 640
| Filomuro Slim Fit | FAWM06DC1II-0000 | SW 600 | Hydraulic connections: Eurokonus 3/4". Hydraulic connections on the right (or left on request). Pre-assembled condensate drain tray. DC Inverter fan coil unit for high wall installation. |  | 720
| Filomuro Slim Fit | FAWM08DC1II-0000 | SW 800 | Hydraulic connections: Eurokonus 3/4". Hydraulic connections on the right (or left on request). Pre-assembled condensate drain tray. DC Inverter fan coil unit for high wall installation. |  | 810
• Accessories can be factory-fitted on request at no extra cost (see notes under Accessories).
• Standard right-hand hydraulic connections. For LH couplings the seventh letter of the code will be "S" (please specify when ordering). A surcharge of € 36 must be added to the basic price for the hydraulic connection reversal kit.
FANCOIL FOR HIGH WALL INSTALLATION FILOMURO SLIM FIT XL
| Product Name | Code | Type | Description |  | Price
With touchpad and remote control Wall-mounted installation, stand-alone electronic machine control and remote control
| Filomuro Slim Fit XL | FAWB04DC1II-0Q00 | SW XL 400 | Hydraulic connections: Eurokonus 3/4". Hydraulic connections ONLY on the right. Condensate drain pan already fitted. DC Inverter fan coil unit for high wall installation. |  | 900 | NEW
| Filomuro Slim Fit XL | FAWB08DC1II-0Q00 | SW XL 800 | Hydraulic connections: Eurokonus 3/4". Hydraulic connections ONLY on the right. Condensate drain pan already fitted. DC Inverter fan coil unit for high wall installation. |  | 1100
Configurable unit for remote wall control connection Wall installation for remote control connection (board and control to be ordered separately), standard thermostats, home automation.
| Filomuro Slim Fit XL | FAWB04DC1II-0000 | SW XL 400 | Hydraulic connections: Eurokonus 3/4". Hydraulic connections ONLY on the right. Condensate drain pan already fitted. DC Inverter fan coil unit for high wall installation. |  | 760 | NEW
| Filomuro Slim Fit XL | FAWB08DC1II-0000 | SW XL 800 | Hydraulic connections: Eurokonus 3/4". Hydraulic connections ONLY on the right. Condensate drain pan already fitted. DC Inverter fan coil unit for high wall installation. |  | 980
• Accessories can be factory-fitted on request at no extra cost (see notes under Accessories).
• SW XL models are produced with hydraulic connections on the RIGHT-hand side only.
ACCESSORIES AND CONTROLS FOR EXPOSED WALL
| Accessory Type | Code | Related products | Related configurations | Description | Price
| M7 electronic board | ESE790II | All | All | On-board electronic board with continuous modulation. For connection to M7 wall control controls | 170
| M7 electronic board | ESE791II | All | All | On-board electronic board with continuous modulation. For connection to M7 wall control controls with Bluetooth | 200
| M7 wall control | EEB749II | All | All | LED electronic control panel with touch interface, wall-mounted complete with thermostat and room temperature and relative humidity probe. Cable connection. Colour white | 170
| M7 wall control | EFB749II | All | All | LED electronic control panel with touch interface, wall-mounted complete with thermostat and room temperature and relative humidity probe with integrated Wi-Fi module, with new App. Wired connection. Colour white | 200
| M7 wall control | EGB749II | All | All | LED electronic control panel with touch interface, wall-mounted complete with thermostat and room temperature and relative humidity probe. Bluetooth connection. White colour | 220
| Recessed box for masonry | N000557A | All | All | Recessed box for masonry, for connection with M7 series controls | 3 | NEW
| Recessed box for plasterboard | N000558A | All | All | Recessed box for plasterboard, for connection with M7 series controls | 3 | NEW
| Electronic board | ESE690II | All | All | On-board electronic board with continuous modulation. For connection to controls for wall control. | 160
| Wall control Smart Touch series | EEA649II | All | All | SMART TOUCH wall control panel with thermostat and room temperature and relative humidity probe, Colour black | 160
| Wall control Smart Touch series | EEB649II | All | All | SMART TOUCH wall control panel with thermostat and room temperature and relative humidity probe, Colour white | 160
| Wall control Smart Touch series | EFA649II | All | All | SMART TOUCH wall control panel with thermostat and room temperature and relative humidity probe with integrated Wi-Fi module, InnovAPP, Colour black | 190
| Wall control Smart Touch series | EFB649II | All | All | SMART TOUCH wall control panel with thermostat and room temperature and relative humidity probe with integrated Wi-Fi module, InnovAPP, Colour white | 190
| Electronic board | B10799II | All | All | On-board electronic board for control from systems with analog output 0-10 V | 120
| Electronic board | B4V698II | All | All | On-board electronic board for connection to electromechanical thermostats wall-mounted 4-speed | 120
| Wall control | B3V151II | All | All | Wall control with thermostat, summer/winter selector and speed selector | 180
| Butler | - | All | All | BUTLER: codes, accessories and price list described in the appropriate section
| Regulating valve | AI1157II | All | All | Pressure independent regulating valve DN 15, 290 L/h | 200 | NEW
| Regulating valve | AI1158II | All | All | Pressure independent regulating valve DN 15, 420 L/h | 200 | NEW
| Regulating valve | AI1159II | All | All | Pressure independent regulating valve DN 20, 980 L/h | 250 | NEW
| Regulating valve | AI1160II | All | All | Pressure-independent flow limiting valve DN 15, 290 L/h | 110 | NEW
| Regulating valve | AI1161II | All | All | Pressure-independent flow limiting valve DN 15, 470 L/h | 110 | NEW
| Regulating valve | AI1162II | All | All | Pressure-independent flow limiting valve DN 15, 650 L/h | 110 | NEW
| 6-way valve 4-pipe systems | AI1170II | All | All | 6-way valve systems 4 pipes DN 15 | 225 | NEW
| 6-way actuator 4-pipe systems | AI1171II | All | All | Actuator 6-way systems 4 pipes DN 15, for 6-way valves and pressure valves independent | 145 | NEW
| Hydraulic units and fittings | I20205II | Filomuro Slim Fit XL | All | 2-way manual valve unit | 75
| Hydraulic units and fittings | I20686II | Filomuro Slim Fit | All | 2-way manual valve unit | 110
| Hydraulic units and fittings | V20139II | Filomuro Slim Fit XL | All | 2-way valve unit (inlet valve and lockshield) with thermoelectric motor | 160
| Hydraulic units and fittings | V20687II | Filomuro Slim Fit | All | 2-way valve unit (inlet valve and lockshield) with thermoelectric motor | 170
| Hydraulic units and fittings | V30688II | Filomuro Slim Fit | All | 3-way diverter valve unit with thermoelectric motor (complete with 3-way inlet valve and lockshield) | 205
| Hydraulic units and fittings | V30718II | Filomuro Slim Fit XL | All | 3-way diverter valve unit with thermoelectric motor (complete with 3-way inlet valve and lockshield) | 180
| Hydraulic units and fittings | AI0200II | Filomuro Slim Fit / XL | All | Couple of EUROKONUS adapters for 1\2" female connection | 30
| Hydraulic units and fittings | AI0201II | Filomuro Slim Fit / XL | All | Couple of EUROKONUS adapters for 3/4" female connection | 30
| Hydraulic units and fittings | AI0203II | Filomuro Slim Fit / XL | All | 90° bended EUROKONUS connector | 30
| Hydraulic units and fittings | AI0501II | Filomuro Slim Fit / XL | All | Distancer kit ( 1 piece) | 30
| Hydraulic units and fittings | AI0612II | Filomuro Slim Fit / XL | All | Pair of adapters for flat ring | 20
FANCOIL FOR HIGH WALL INSTALLATION FILOMURO INCASSO
| Product Name | Code | Type | Description |  | Price
Configurable unit for connection with remote wall control Wall installation for remote control connection (board and control to be ordered separately), standard thermostats, home automation.
| Filomuro Incasso | FAWI04D01II-0000 | SWI 400 | DC Inverter fancoil unit for built-in installation with total disappearing capacity. Pre-assembled condensate drain tray. Hydraulic connections: Eurokonus 3/4". Hydraulic connections on the right (or left on request). |  | 510
| Filomuro Incasso | FAWI06D01II-0000 | SWI 600 | DC Inverter fancoil unit for built-in installation with total disappearing capacity. Pre-assembled condensate drain tray. Hydraulic connections: Eurokonus 3/4". Hydraulic connections on the right (or left on request). |  | 570
| Filomuro Incasso | FAWI08D01II-0000 | SWI 800 | DC Inverter fancoil unit for built-in installation with total disappearing capacity. Pre-assembled condensate drain tray. Hydraulic connections: Eurokonus 3/4". Hydraulic connections on the right (or left on request). |  | 680
• Accessories can be factory-fitted on request at no extra cost (see notes under Accessories).
• Standard right-hand hydraulic connections. For LH couplings the seventh letter of the code will be "S" (please specify when ordering). A surcharge of € 36 for the hydraulic connection reversal kit must be added to the basic price.
Accessories
| Accessory Type | Code | Related products | Related configurations | Description | Price
| M7 electronic board | ESE790II | All | All | On-board electronic board with continuous modulation. For connection to M7 wall control controls | 170
| M7 electronic board | ESE791II | All | All | On-board electronic board with continuous modulation. For connection to M7 wall control controls with Bluetooth | 200
| M7 wall control | EEB749II | Filomuro Incasso | All | LED electronic control panel with touch interface, wall-mounted complete with thermostat and room temperature and relative humidity probe. Cable connection. Colour white | 170
| M7 wall control | EFB749II | Filomuro Incasso | All | LED electronic control panel with touch interface, wall-mounted complete with thermostat and room temperature and relative humidity probe with integrated Wi-Fi module, with new APP. Wired connection. Colour white | 200
| M7 wall control | EGB749II | Filomuro Incasso | All | LED electronic control panel with touch interface, wall-mounted complete with thermostat and room temperature and relative humidity probe. Bluetooth connection. White colour | 220
| Recessed box for masonry | N000557A | Filomuro Incasso | All | Recessed box for masonry, for connection with M7 series controls | 3 | NEW
| Recessed box for plasterboard | N000558A | Filomuro Incasso | All | Recessed box for plasterboard, for connection with M7 series controls | 3 | NEW
| Electronic board | ESE690II | All | All | On-board electronic board with continuous modulation. For connection to controls for wall control. | 160
| Wall control Smart Touch series | EEA649II | Filomuro Incasso | All | SMART TOUCH wall control panel with thermostat and room temperature and relative humidity probe, Colour black | 160
| Wall control Smart Touch series | EEB649II | Filomuro Incasso | All | SMART TOUCH wall control panel with thermostat and room temperature and relative humidity probe, Colour white | 160
| Wall control Smart Touch series | EFA649II | Filomuro Incasso | All | SMART TOUCH wall control panel with thermostat and room temperature and relative humidity probe with integrated Wi-Fi module, InnovAPP, Colour black | 190
| Wall control Smart Touch series | EFB649II | Filomuro Incasso | All | SMART TOUCH wall control panel with thermostat and room temperature and relative humidity probe with integrated Wi-Fi module, InnovAPP, Colour white | 190
| Electronic board | B10799II | All | All | On-board electronic board for control from systems with analog output 0-10 V | 120
| Electronic board | B4V698II | All | All | On-board electronic board for connection to electromechanical thermostats wall-mounted 4-speed | 120
| Wall control | B3V151II | Filomuro Incasso | All | Wall control with thermostat, summer/winter selector and speed selector | 180
| Butler | - | Filomuro Incasso | All | BUTLER: codes, accessories and price list described in the appropriate section
| Metal casing | L01045II | Filomuro Incasso | SWI 400 | Formwork in zinc-coated sheet metal for flush wall installation dimensions (lxhxp): 934x344x125 mm. | 180
| Metal casing | L01046II | Filomuro Incasso | SWI 600 | Formwork in zinc-coated sheet metal for flush wall installation dimensions(lxhxp): 1134x344x125 mm | 190
| Metal casing | L01047II | Filomuro Incasso | SWI 800 | Formwork in zinc-coated sheet metal for flush wall installation dimensions (lxhxp): 1334x344x125 mm | 230
| Aesthetic wall panel | LC1092II | Filomuro Incasso | SWI 400 | Vertical aesthetic panel fully aligned t the wall dimensions (lxhxp): 905x336x30 mm | 140
| Aesthetic wall panel | LC1093II | Filomuro Incasso | SWI 600 | Vertical aesthetic panel fully aligned t the wall dimensions (lxhxp): 1105x336x30 mm | 160
| Aesthetic wall panel | LC1094II | Filomuro Incasso | SWI 800 | Vertical aesthetic panel fully aligned t the wall dimensions (lxhxp): 1305x336x30 mm | 180
| Hydraulic units and fittings | AI1157II | Filomuro Incasso | All | Pressure independent regulating valve DN 15, 290 L/h | 200 | NEW
| Hydraulic units and fittings | AI1158II | Filomuro Incasso | All | Pressure independent regulating valve DN 15, 420 L/h | 200 | NEW
| Hydraulic units and fittings | AI1160II | Filomuro Incasso | All | Pressure-independent flow limiting valve DN 15, 290 L/h | 110 | NEW
| Hydraulic units and fittings | AI1161II | Filomuro Incasso | All | Pressure-independent flow limiting valve DN 15, 470 L/h | 110 | NEW
| Hydraulic units and fittings | AI1170II | Filomuro Incasso | All | 6-way valve systems 4 pipes DN 15 | 225 | NEW
| Hydraulic units and fittings | AI1171II | Filomuro Incasso | All | Actuator 6-way systems 4 pipes DN 15, for 6-way valves and pressure valves independent | 145 | NEW
| Hydraulic units and fittings | I20686II | Filomuro Incasso | All | 2-way manual valve unit | 110
| Hydraulic units and fittings | V20687II | Filomuro Incasso | All | 2-way valve unit (inlet valve and lockshield) with thermoelectric motor | 170
| Hydraulic units and fittings | V30688II | Filomuro Incasso | All | 3-way diverter valve unit with thermoelectric motor (complete with 3-way inlet valve and lockshield) | 205
| Hydraulic units and fittings | AI0200II | Filomuro Incasso | All | Couple of EUROKONUS adapters for 1/2" female connection | 30
| Hydraulic units and fittings | AI0201II | Filomuro Incasso | All | Couple of EUROKONUS adapters for 3/4" female connection | 30
| Hydraulic units and fittings | AI0203II | Filomuro Incasso | All | 90° bended EUROKONUS connector | 30
| Hydraulic units and fittings | AI0501II | Filomuro Incasso | All | Distancer kit ( 1 piece) | 30
| Hydraulic units and fittings | AI0612II | Filomuro Incasso | All | Pair of adapters for flat ring | 20

## GAMMA AIRLEAF
FANCOIL FOR EXPOSED WALL INSTALLATION AIRLEAF SL
| Product Name | Code | Type | Description |  | Price
AirLeaf SL 2 PIPES
| SL | FASL02SC1II | SL 200 | DC Inverter fan coil unit with exposed metal frame. Vertical and horizontal installation. Hydraulic connections: Eurokonus 3/4" |  | 540
| SL | FASL04SC1II | SL 400 | DC Inverter fan coil unit with exposed metal frame. Vertical and horizontal installation. Hydraulic connections: Eurokonus 3/4" |  | 590
| SL | FASL06SC1II | SL 600 | DC Inverter fan coil unit with exposed metal frame. Vertical and horizontal installation. Hydraulic connections: Eurokonus 3/4" |  | 690
| SL | FASL08SC1II | SL 800 | DC Inverter fan coil unit with exposed metal frame. Vertical and horizontal installation. Hydraulic connections: Eurokonus 3/4" |  | 820
| SL | FASL10SC1II | SL 1000 | DC Inverter fan coil unit with exposed metal frame. Vertical and horizontal installation. Hydraulic connections: Eurokonus 3/4" |  | 920
AirLeaf SL 4 PIPES
| SL 4 tubi | FA4L02SC1II | SL 200 4 PIPES | DC Inverter fancoil unit 4-pipe version ('dual coil'), with exposed metal casing. Vertical and horizontal installation. Hydraulic connections: Eurokonus 3/4" |  | 680
| SL 4 tubi | FA4L04SC1II | SL 400 4 PIPES | DC Inverter fancoil unit 4-pipe version ('dual coil'), with exposed metal casing. Vertical and horizontal installation. Hydraulic connections: Eurokonus 3/4" |  | 770
| SL 4 tubi | FA4L06SC1II | SL 600 4 PIPES | DC Inverter fancoil unit 4-pipe version ('dual coil'), with exposed metal casing. Vertical and horizontal installation. Hydraulic connections: Eurokonus 3/4" |  | 900
| SL 4 tubi | FA4L08SC1II | SL 800 4 PIPES | DC Inverter fancoil unit 4-pipe version ('dual coil'), with exposed metal casing. Vertical and horizontal installation. Hydraulic connections: Eurokonus 3/4" |  | 1050
| SL 4 tubi | FA4L10SC1II | SL 1000 4 PIPES | DC Inverter fancoil unit 4-pipe version ('dual coil'), with exposed metal casing. Vertical and horizontal installation. Hydraulic connections: Eurokonus 3/4" |  | 1150
AIRLEAF SLS
| Product Name | Code | Type | Description |  | Price
AirLeaf SLS
| SLS | FALS02SC1II | SLS 200 | DC Inverter reduced height fancoil ( 370 mm) with sheet metal cabinet (white colour) ONLY for vertical installation. Hydraulic connections: Eurokonus 3/4 " |  | 540
| SLS | FALS04SC1II | SLS 400 | DC Inverter reduced height fancoil ( 370 mm) with sheet metal cabinet (white colour) ONLY for vertical installation. Hydraulic connections: Eurokonus 3/4 " |  | 590
| SLS | FALS06SC1II | SLS 600 | DC Inverter reduced height fancoil ( 370 mm) with sheet metal cabinet (white colour) ONLY for vertical installation. Hydraulic connections: Eurokonus 3/4 " |  | 690
| SLS | FALS08SC1II | SLS 800 | DC Inverter reduced height fancoil ( 370 mm) with sheet metal cabinet (white colour) ONLY for vertical installation. Hydraulic connections: Eurokonus 3/4 " |  | 780
| SLS | FALS10SC1II | SLS 1000 | DC Inverter reduced height fancoil ( 370 mm) with sheet metal cabinet (white colour) ONLY for vertical installation. Hydraulic connections: Eurokonus 3/4 " |  | 890
AIRLEAF RS
| Product Name | Code | Type | Description |  | Price
AirLeaf RS
| RS | FARS02SC1II | RS 200 | Low height (379 mm) DC Inverter fan coil unit with exposed metal casing. ONLY vertical installation. Hydraulic connections: Eurokonus 3/4 " |  | 720
| RS | FARS04SC1II | RS 400 | Low height (379 mm) DC Inverter fan coil unit with exposed metal casing. ONLY vertical installation. Hydraulic connections: Eurokonus 3/4 " |  | 830
| RS | FARS06SC1II | RS 600 | Low height (379 mm) DC Inverter fan coil unit with exposed metal casing. ONLY vertical installation. Hydraulic connections: Eurokonus 3/4 " |  | 930
| RS | FARS08SC1II | RS 800 | Low height (379 mm) DC Inverter fan coil unit with exposed metal casing. ONLY vertical installation. Hydraulic connections: Eurokonus 3/4 " |  | 1090
| RS | FARS10SC1II | RS 1000 | Low height (379 mm) DC Inverter fan coil unit with exposed metal casing. ONLY vertical installation. Hydraulic connections: Eurokonus 3/4 " |  | 1230
ACCESSORIES FOR VISIBLE VERSIONS
| Accessory Type | Code | Related products | Related configurations | Description | Price
| Aesthetic backrest | LC0171II | SL, RS | SL 200 | Sheet metal white colour back panel | 140
| Aesthetic backrest | LC0173II | SL, RS | SL 400 | Sheet metal white colour back panel | 150
| Aesthetic backrest | LC0175II | SL, RS | SL 600 | Sheet metal white colour back panel | 170
| Aesthetic backrest | LC0177II | SL, RS | SL 800 | Sheet metal white colour back panel | 180
| Aesthetic backrest | LC0179II | SL, RS | SL 1000 | Sheet metal white colour back panel | 190
| Aesthetic feet | LC0157II | SL, SLS, RS | All | Sheet metal feet to cover pipes from the floor (white colour). H=80 mm | 60
| Floor fixing feet | LC0605II | SL, SLS, RS | All | Feet for anchoring the unit to the floor, Colour white | 100
| Condensate collector tray | GB0520II | SL, SL 4 pipes | SL 200, SL 200 4 PIPES | Horizontal condensate collector tray kit for positioning the unit on the ceiling, Dimensions (lxhxp) 481x365x40 mm | 70
| Condensate collector tray | GB0521II | SL, SL 4 pipes | SL 400, SL 400 4 PIPES | Horizontal condensate collector tray kit for positioning the unit on the ceiling, Dimensions (lxhxp) 681x365x40 mm | 80
| Condensate collector tray | GB0522II | SL, SL 4 pipes | SL 600, SL 600 4 PIPES | Horizontal condensate collector tray kit for positioning the unit on the ceiling, Dimensions (lxhxp) 881x365x40 mm | 90
| Condensate collector tray | GB0523II | SL, SL 4 pipes | SL 800, SL 800 4 PIPES | Horizontal condensate collector tray kit for positioning the unit on the ceiling, Dimensions (lxhxp) 1081x365x40 mm | 100
| Condensate collector tray | GB0524II | SL, SL 4 pipes | SL 1000, SL 1000 4 PIPES | Horizontal condensate collector tray kit for positioning the unit on the ceiling, Dimensions (lxhxp) 1281x365x40 mm | 110
| UV-C device for air sterilisation | GB1107II | SL | SL 200, SL 400, SL 600, SL 800 SL 1000 | Air sterilisation device with UV-C lamp | 520
| UV-C device for air sterilisation | GR1231II | SL | SL 200, SL 400, SL 600, SL 800, SL 1000 | Spare UV-C lamp kit | 380
| Hydraulic units and fittings | V60221II | SL 4 pipes | All | 3-way diverter hydraulic unit for 4-pipe systems | 510
| Hydraulic units and fittings | V40219II | SL 4 pipes | All | 2 way hydraulic group for 4 pipe system | 360
| Hydraulic units and fittings | V30662II | SLS | All | 3 way valve group (water inlet valve, shut off valve and electro thermal motor) | 270
| Hydraulic units and fittings | V20661II | SLS | All | 2 way valve group (water inlet valve, shut off valve and electro thermal motor) | 260
| Hydraulic units and fittings | AI1159II | SL 4 tubi SL | All | Pressure independent regulating valve DN 20, 980 L/h | 250 | NEW
| Hydraulic units and fittings | AI1170II | SLS SL SL 4 tubi | All | 6-way valve systems 4 pipes DN 15 | 225 | NEW
| Hydraulic units and fittings | AI1157II | SLS SL SL 4 tubi | All | Pressure independent regulating valve DN 15, 290 L/h | 200 | NEW
| Hydraulic units and fittings | AI1158II | SLS SL SL 4 tubi | All | Pressure independent regulating valve DN 15, 420 L/h | 200 | NEW
| Hydraulic units and fittings | V30361II | SL, RS | All | 3 way valve group (with inlet 3 way valve, shut off valve, and electro thermal motor) | 195
| Hydraulic units and fittings | V20139II | SL , RS | All | 2 way valve group (water inlet valve, shut off valve and electro thermal motor) | 160
| Hydraulic units and fittings | AI1171II | SLS SL SL 4 tubi | All | Actuator 6-way systems 4 pipes DN 15, for 6-way valves and pressure valves independent | 145 | NEW
| Hydraulic units and fittings | AI1160II | SLS SL SL 4 tubi | All | Pressure-independent flow limiting valve DN 15, 290 L/h | 110 | NEW
| Hydraulic units and fittings | AI1161II | SLS SL SL 4 tubi | All | Pressure-independent flow limiting valve DN 15, 470 L/h | 110 | NEW
| Hydraulic units and fittings | AI1162II | SL 4 tubi SL | All | Pressure-independent flow limiting valve DN 15, 650 L/h | 110 | NEW
| Hydraulic units and fittings | I20705II | SLS | All | 2-way manual valve unit | 85
| Hydraulic units and fittings | I20205II | SL, RS | All | 2-way manual valve unit | 75
| Hydraulic units and fittings | AI0200II | All | All | Couple of EUROKONUS adapters for 1\2" female connection | 30
| Hydraulic units and fittings | AI0201II | All | All | Couple of EUROKONUS adapters for 3/4" female connection | 30
| Hydraulic units and fittings | AI0203II | All | All | 90° bended EUROKONUS connector | 30
| Hydraulic units and fittings | AI0501II | All | All | Distancer kit ( 1 piece) | 30
| Hydraulic units and fittings | AI0612II | All | All | Pair of adapters for flat ring | 20
FANCOIL FOR BUILT-IN INSTALLATION AIRLEAF SLI
| Product Name | Code | Type | Description |  | Price
AirLeaf SLI 2 PIPES
| SLI | FASI02O01II | SLI 200 | DC Inverter fan coil unit for built-in installation. Condensate drain tray provided. Hydraulic connections: Eurokonus 3/4 " |  | 380
| SLI | FASI04O01II | SLI 400 | DC Inverter fan coil unit for built-in installation. Condensate drain tray provided. Hydraulic connections: Eurokonus 3/4 " |  | 430
| SLI | FASI06O01II | SLI 600 | DC Inverter fan coil unit for built-in installation. Condensate drain tray provided. Hydraulic connections: Eurokonus 3/4 " |  | 500
| SLI | FASI08O01II | SLI 800 | DC Inverter fan coil unit for built-in installation. Condensate drain tray provided. Hydraulic connections: Eurokonus 3/4 " |  | 590
| SLI | FASI10O01II | SLI 1000 | DC Inverter fan coil unit for built-in installation. Condensate drain tray provided. Hydraulic connections: Eurokonus 3/4 " |  | 650
AirLeaf SLI 4 PIPES
| SLI 4 tubi | FA4I02O01II | SLI 200 4 PIPES | Dual condensate drain tray already provided. Hydraulic connections: Eurokonus 3/4 " DC Inverter fan coil unit 4-pipe version for built-in installation. |  | 540
| SLI 4 tubi | FA4I04O01II | SLI 400 4 PIPES | Dual condensate drain tray already provided. Hydraulic connections: Eurokonus 3/4 " DC Inverter fan coil unit 4-pipe version for built-in installation. |  | 600
| SLI 4 tubi | FA4I06O01II | SLI 600 4 PIPES | Dual condensate drain tray already provided. Hydraulic connections: Eurokonus 3/4 " DC Inverter fan coil unit 4-pipe version for built-in installation. |  | 670
| SLI 4 tubi | FA4I08O01II | SLI 800 4 PIPES | Dual condensate drain tray already provided. Hydraulic connections: Eurokonus 3/4 " DC Inverter fan coil unit 4-pipe version for built-in installation. |  | 800
| SLI 4 tubi | FA4I10O01II | SLI 1000 4 PIPES | Dual condensate drain tray already provided. Hydraulic connections: Eurokonus 3/4 " DC Inverter fan coil unit 4-pipe version for built-in installation. |  | 880
FANCOIL FOR BUILT-IN INSTALLATION, WITH RADIANT EFFECT AIRLEAF RSI
| Product Name | Code | Type | Description |  | Price
AirLeaf RSI
| RSI | FASS02S01II | RSI 200 | DC Inverter fan coil unit with front radiant effect for vertical recessed installation. Condensate collection tray already prepared. Hydraulic connections: Eurokonus 3/4 " |  | 550
| RSI | FASS04S01II | RSI 400 | DC Inverter fan coil unit with front radiant effect for vertical recessed installation. Condensate collection tray already prepared. Hydraulic connections: Eurokonus 3/4 " |  | 650
| RSI | FASS06S01II | RSI 600 | DC Inverter fan coil unit with front radiant effect for vertical recessed installation. Condensate collection tray already prepared. Hydraulic connections: Eurokonus 3/4 " |  | 750
| RSI | FASS08S01II | RSI 800 | DC Inverter fan coil unit with front radiant effect for vertical recessed installation. Condensate collection tray already prepared. Hydraulic connections: Eurokonus 3/4 " |  | 870
| RSI | FASS10S01II | RSI 1000 | DC Inverter fan coil unit with front radiant effect for vertical recessed installation. Condensate collection tray already prepared. Hydraulic connections: Eurokonus 3/4 " |  | 970
FANCOIL FOR BUILT-IN INSTALLATION, LOWERED VERSION AIRLEAF SLSI
| Product Name | Code | Type | Description |  | Price
AirLeaf SLSI
| SLSI | FALI02S01II | SLSI 200 | Hydraulic connections: Eurokonus 3/4 " Low height (376 mm) DC Inverter fan coil unit for vertical installation. Condensate drain tray already prepared for vertical installation. |  | 540
| SLSI | FALI04S01II | SLSI 400 | Hydraulic connections: Eurokonus 3/4 " Low height (376 mm) DC Inverter fan coil unit for vertical installation. Condensate drain tray already prepared for vertical installation. |  | 590
| SLSI | FALI06S01II | SLSI 600 | Hydraulic connections: Eurokonus 3/4 " Low height (376 mm) DC Inverter fan coil unit for vertical installation. Condensate drain tray already prepared for vertical installation. |  | 680
| SLSI | FALI08S01II | SLSI 800 | Hydraulic connections: Eurokonus 3/4 " Low height (376 mm) DC Inverter fan coil unit for vertical installation. Condensate drain tray already prepared for vertical installation. |  | 780
| SLSI | FALI10S01II | SLSI 1000 | Hydraulic connections: Eurokonus 3/4 " Low height (376 mm) DC Inverter fan coil unit for vertical installation. Condensate drain tray already prepared for vertical installation. |  | 880
Accessories built-in version
| Accessory Type | Code | Related products | Related configurations | Description | Price
| Metal casing | L00568II | RSI, SLI | RSI 200, SLI 200 | Metal casing, dimensions (lxhxp): 714x725x142 mm | 140
| Metal casing | L00569II | RSI, SLI | RSI 400, SLI 400 | Metal casing, dimensions (lxhxp): 914x725x142 mm | 150
| Metal casing | L00570II | RSI, SLI | RSI 600, SLI 600 | Metal casing, dimensions (lxhxp): 1114x725x142 mm | 160
| Metal casing | L00571II | RSI, SLI | RSI 800, SLI 800 | Metal casing, dimensions (lxhxp): 1314x725x142 mm | 180
| Metal casing | L00572II | RSI, SLI | RSI 1000, SLI 1000 | Metal casing, dimensions (lxhxp): 1514x725x142 mm | 190
| Metal casing | L00700II | SLSI | SLSI 200 | Metal casing, dimensions (lxhxp): 714x525x142 mm | 140
| Metal casing | L00701II | SLSI | SLSI 400 | Metal casing, dimensions (lxhxp): 914x525x142 mm | 160
| Metal casing | L00702II | SLSI | SLSI 600 | Metal casing, dimensions (lxhxp): 1114x525x142 mm | 170
| Metal casing | L00703II | SLSI | SLSI 800 | Metal casing, dimensions (lxhxp): 1314x525x142 mm | 180
| Metal casing | L00704II | SLSI | SLSI 1000 | Metal casing, dimensions (lxhxp): 1514x525x142 mm | 190
| Metal casing | L01040II | RSI, SLI | RSI 200, SLI 200 | Metal casing for installation fully aligned with the wall, dimensions (lxhxp): 734x746x165 mm | 240
| Metal casing | L01041II | RSI, SLI | RSI 400, SLI 400 | Metal casing for installation fully aligned with the wall, dimensions (lxhxp): 934x746x165 mm | 270
| Metal casing | L01042II | RSI, SLI | RSI 600, SLI 600 | Metal casing for installation fully aligned with the wall, dimensions (lxhxp): 1134x746x165 mm | 310
| Metal casing | L01043II | RSI, SLI | RSI 800, SLI 800 | Metal casing for installation fully aligned with the wall, dimensions (lxhxp): 1334x746x165 mm | 330
| Metal casing | L01044II | RSI, SLI | RSI 1000, SLI 1000 | Metal casing for installation fully aligned with the wall, dimensions (lxhxp): 1534x746x165 mm | 360
| Metal casing | L01049II | SLSI | SLSI 200 | Metal casing for installation fully aligned with the wall, dimensions (lxhxp): 734x546x142 mm | 140
| Metal casing | L01050II | SLSI | SLSI 400 | Metal casing for installation fully aligned with the wall, dimensions (lxhxp): 934x546x142 mm | 160
| Metal casing | L01051II | SLSI | SLSI 600 | Metal casing for installation fully aligned with the wall, dimensions (lxhxp): 1134x546x142 mm | 170
| Metal casing | L01052II | SLSI | SLSI 800 | Metal casing for installation fully aligned with the wall, dimensions (lxhxp): 1334x546x142 mm | 190
| Metal casing | L01053II | SLSI | SLSI 1000 | Metal casing, dimensions (lxhxp): 1534x546x142 mm | 200
| Metal casing | L01064II | SLI 4 pipes | SLI 200 4 PIPES | Metal casing, dimensions (lxhxp): 714x785x142 mm | 150
| Metal casing | L01065II | SLI 4 pipes | SLI 400 4 PIPES | Metal casing, dimensions (lxhxp): 914x785x142 mm | 160
| Metal casing | L01066II | SLI 4 pipes | SLI 600 4 PIPES | Metal casing, dimensions (lxhxp): 1114x785x142 mm | 180
| Metal casing | L01067II | SLI 4 pipes | SLI 800 4 PIPES | Metal casing, dimensions (lxhxp): 1314x785x142 mm | 190
| Metal casing | L01068II | SLI 4 pipes | SLI 1000 4 PIPES | Metal casing, dimensions (lxhxp): 1514x785x142 mm | 210
| Aesthetic wall panel | LC0578II | RSI, SLI | RSI 200, SLI 200 | Aesthetic panel with frame, intake grille and adjustable outlet fin, for installation vertical recessed installation | 270
| Aesthetic wall panel | LC0579II | RSI, SLI | RSI 400, SLI 400 | Aesthetic panel with frame, intake grille and adjustable outlet fin, for installation vertical recessed installation | 310
| Aesthetic wall panel | LC0580II | RSI, SLI | RSI 600, SLI 600 | Aesthetic panel with frame, intake grille and adjustable outlet fin, for installation vertical recessed installation | 340
| Aesthetic wall panel | LC0581II | RSI, SLI | RSI 800, SLI 800 | Aesthetic panel with frame, intake grille and adjustable outlet fin, for installation vertical recessed installation | 390
| Aesthetic wall panel | LC0582II | RSI, SLI | RSI 1000, SLI 1000 | Aesthetic panel with frame, intake grille and adjustable outlet fin, for installation vertical recessed installation | 420
| Aesthetic wall panel | LC0692II | SLSI | SLSI 200 | Aesthetic panel with frame, intake grille and adjustable outlet fin, for installation vertical recessed installation | 310
| Aesthetic wall panel | LC0693II | SLSI | SLSI 400 | Aesthetic panel with frame, intake grille and adjustable outlet fin, for installation vertical recessed installation | 350
| Aesthetic wall panel | LC0694II | SLSI | SLSI 600 | Aesthetic panel with frame, intake grille and adjustable outlet fin, for installation vertical recessed installation | 390
| Aesthetic wall panel | LC0695II | SLSI | SLSI 800 | Aesthetic panel with frame, intake grille and adjustable outlet fin, for installation vertical recessed installation | 420
| Aesthetic wall panel | LC0696II | SLSI | SLSI 1000 | Aesthetic panel with frame, intake grille and adjustable outlet fin, for installation vertical recessed installation | 470
| Aesthetic wall panel | LC0759II | SLI 4 pipes | SLI 200 4 PIPES | Aesthetic panel with frame, intake grille and adjustable outlet fin, for installation vertical recessed installation | 300
| Aesthetic wall panel | LC0760II | SLI 4 pipes | SLI 400 4 PIPES | Aesthetic panel with frame, intake grille and adjustable outlet fin, for installation vertical recessed installation | 340
| Aesthetic wall panel | LC0761II | SLI 4 pipes | SLI 600 4 PIPES | Aesthetic panel with frame, intake grille and adjustable outlet fin, for installation vertical recessed installation | 370
| Aesthetic wall panel | LC0762II | SLI 4 pipes | SLI 800 4 PIPES | Aesthetic panel with frame, intake grille and adjustable outlet fin, for installation vertical recessed installation | 420
| Aesthetic wall panel | LC0763II | SLI 4 pipes | SLI 1000 4 PIPES | Aesthetic panel with frame, intake grille and adjustable outlet fin, for installation vertical recessed installation | 470
| Aesthetic wall panel | LC1081II | RSI, SLI | RSI 200, SLI 200 | RASOMURO Vertical Aesthetic Panel | 190
| Aesthetic wall panel | LC1082II | RSI, SLI | RSI 400, SLI 400 | RASOMURO Vertical Aesthetic Panel | 220
| Aesthetic wall panel | LC1083II | RSI, SLI | RSI 600, SLI 600 | RASOMURO Vertical Aesthetic Panel | 240
| Aesthetic wall panel | LC1084II | RSI, SLI | RSI 800, SLI 800 | RASOMURO Vertical Aesthetic Panel | 270
| Aesthetic wall panel | LC1085II | RSI, SLI | RSI 1000, SLI 1000 | RASOMURO Vertical Aesthetic Panel | 300
| Aesthetic wall panel | LC1095II | SLSI | SLSI 200 | RASOMURO Vertical Aesthetic Panel | 320
| Aesthetic wall panel | LC1096II | SLSI | SLSI 400 | RASOMURO Vertical Aesthetic Panel | 350
| Aesthetic wall panel | LC1097II | SLSI | SLSI 600 | RASOMURO Vertical Aesthetic Panel | 390
| Aesthetic wall panel | LC1098II | SLSI | SLSI 800 | RASOMURO Vertical Aesthetic Panel | 420
| Aesthetic wall panel | LC1099II | SLSI | SLSI 1000 | RASOMURO Vertical Aesthetic Panel | 480
| Aesthetic ceiling panel | LC0618II | SLI | SLI 200 | Aesthetic panel with frame and intake grille for recessed ceiling installation | 270
| Aesthetic ceiling panel | LC0619II | SLI | SLI 400 | Aesthetic panel with frame and intake grille for recessed ceiling installation | 310
| Aesthetic ceiling panel | LC0620II | SLI | SLI 600 | Aesthetic panel with frame and intake grille for recessed ceiling installation | 340
| Aesthetic ceiling panel | LC0621II | SLI | SLI 800 | Aesthetic panel with frame and intake grille for recessed ceiling installation | 390
| Aesthetic ceiling panel | LC0622II | SLI | SLI 1000 | Aesthetic panel with frame and intake grille for recessed ceiling installation | 420
| Aesthetic ceiling panel | LC0764II | SLI 4 pipes | SLI 200 4 PIPES | Aesthetic panel with frame and intake grille for recessed ceiling installation | 300
| Aesthetic ceiling panel | LC0765II | SLI 4 pipes | SLI 400 4 PIPES | Aesthetic panel with frame and intake grille for recessed ceiling installation | 340
| Aesthetic ceiling panel | LC0766II | SLI 4 pipes | SLI 600 4 PIPES | Aesthetic panel with frame and intake grille for recessed ceiling installation | 370
| Aesthetic ceiling panel | LC0767II | SLI 4 pipes | SLI 800 4 PIPES | Aesthetic panel with frame and intake grille for recessed ceiling installation | 420
| Aesthetic ceiling panel | LC0768II | SLI 4 pipes | SLI 1000 4 PIPES | Aesthetic panel with frame and intake grille for recessed ceiling installation | 470
| Aesthetic ceiling panel | LC1086II | SLI | SLI 200 | Horizontal aesthetic panel RASOMURO | 190
| Aesthetic ceiling panel | LC1087II | SLI | SLI 400 | Horizontal aesthetic panel RASOMURO | 220
| Aesthetic ceiling panel | LC1088II | SLI | SLI 600 | Horizontal aesthetic panel RASOMURO | 240
| Aesthetic ceiling panel | LC1089II | SLI | SLI 800 | Horizontal aesthetic panel RASOMURO | 270
| Aesthetic ceiling panel | LC1090II | SLI | SLI 1000 | Horizontal aesthetic panel RASOMURO | 300
| Air intake suction duct | DB0194II | SLI | SLI 200 | Air intake suction duct, dimensions (lxhxp): 305x143x108 mm | 70
| Air intake suction duct | DB0195II | SLI | SLI 400 | Air intake suction duct, dimensions (lxhxp): 505x143x108 mm | 80
| Air intake suction duct | DB0196II | SLI | SLI 600 | Air intake suction duct, dimensions (lxhxp): 705x143x108 mm | 90
| Air intake suction duct | DB0197II | SLI | SLI 800 | Air intake suction duct, dimensions (lxhxp): 905x143x108 mm | 100
| Air intake suction duct | DB0198II | SLI | SLI 1000 | Air intake suction duct, dimensions (lxhxp): 1105x143x108 mm | 110
| Insulated telescopic air flow duct | DB0160II | SLI | SLI 200 | Variable length airflow duct for built-in ceiling installation, dimensions (lxhxp): 307,5x302/590x120,5 mm | 130
| Insulated telescopic air flow duct | DB0161II | SLI | SLI 400 | Variable length airflow duct for built-in ceiling installation, dimensions (lxhxp): 507,5x302/590x120,5 mm | 150
| Insulated telescopic air flow duct | DB0162II | SLI | SLI 600 | Variable length airflow duct for built-in ceiling installation, dimensions (lxhxp): 707,5x302/590x120,5 mm | 180
| Insulated telescopic air flow duct | DB0163II | SLI | SLI 800 | Variable length airflow duct for built-in ceiling installation, dimensions (lxhxp): 907,5x302/590x120,5 mm | 190
| Insulated telescopic air flow duct | DB0164II | SLI | SLI 1000 | Variable length airflow duct for built-in ceiling installation, dimensions (lxhxp): 1107,5x302/590x120,5 mm | 210
| 90° Bended Duct | DB0165II | SLI | SLI 200 | 90° bended duct for built-in ceiling installation, dimensions (lxhxp): 307,5x168x126 mm | 70
| 90° Bended Duct | DB0166II | SLI | SLI 400 | 90° bended duct for built-in ceiling installation, dimensions (lxhxp): 507,5x168x126 mm | 80
| 90° Bended Duct | DB0167II | SLI | SLI 600 | 90° bended duct for built-in ceiling installation, dimensions (lxhxp): 707,5x168x126 mm | 100
| 90° Bended Duct | DB0168II | SLI | SLI 800 | 90° bended duct for built-in ceiling installation, dimensions (lxhxp): 907,5x168x126 mm | 110
| 90° Bended Duct | DB0169II | SLI | SLI 1000 | 90° bended duct for built-in ceiling installation, dimensions (lxhxp): 1107,5x168x126 mm | 160
| Air outlet grill with straight profile | DR0321II | SLI | SLI 200 | Air outlet grill with straight profile, dimensions (lxhxp): 304x98x45 mm | 160
| Air outlet grill with straight profile | DR0322II | SLI | SLI 400 | Air outlet grill with straight profile, dimensions (lxhxp): 504x98x45 mm | 190
| Air outlet grill with straight profile | DR0323II | SLI | SLI 600 | Air outlet grill with straight profile, dimensions (lxhxp): 704x98x45 mm | 230
| Air outlet grill with straight profile | DR0324II | SLI | SLI 800 | Air outlet grill with straight profile, dimensions (lxhxp): 904x98x45 mm | 280
| Air outlet grill with straight profile | DR0325II | SLI | SLI 1000 | Air outlet grill with straight profile, dimensions (lxhxp): 1104x98x45 mm | 300
| Air outlet grille with straight profile - colour white | DR0321II201 | SLI | SLI 200 | Air outlet grille, hole dimensions (lxh): 304x98 mm, grille dimensions with frame (lxhxp): 334x128x45. Colour white RAL 9016 | 160
| Air outlet grille with straight profile - colour white | DR0322II201 | SLI | SLI 400 | Air outlet grille, hole dimensions (lxh): 504x98 mm, grille dimensions with frame (lxhxp): 534x128x45. Colour white RAL 9016 | 190
| Air outlet grille with straight profile - colour white | DR0323II201 | SLI | SLI 600 | Air outlet grille, hole dimensions (lxh): 704x98 mm, grille dimensions with frame (lxhxp): 734x128x45. Colour white RAL 9016 | 230
| Air outlet grille with straight profile - colour white | DR0324II201 | SLI | SLI 800 | Air outlet grille, hole dimensions (lxh): 904x98 mm, grille dimensions with frame (lxhxp): 934x128x45. Colour white RAL 9016 | 280
| Air outlet grille with straight profile - colour white | DR0325II201 | SLI | SLI 1000 | Air outlet grille, hole dimensions (lxh): 1104x98 mm, grille dimensions with frame (lxhxp): 1134x128x45. Colour white RAL 9016 | 300
| Air intake grill with straight profile | DR0326II | SLI | SLI 200 | Air intake grill with straight profile, dimensions (lxhxp): 304x120x30 mm | 130
| Air intake grill with straight profile | DR0327II | SLI | SLI 400 | Air intake grill with straight profile, dimensions (lxhxp): 504x120x30 mm | 170
| Air intake grill with straight profile | DR0328II | SLI | SLI 600 | Air intake grill with straight profile, dimensions (lxhxp): 704x120x30 mm | 190
| Air intake grill with straight profile | DR0329II | SLI | SLI 800 | Air intake grill with straight profile, dimensions (lxhxp): 904x120x30 mm | 230
| Air intake grill with straight profile | DR0330II | SLI | SLI 1000 | Air intake grill with straight profile, dimensions (lxhxp): 1104x120x30 mm | 260
| Air outlet grille with straight profile - colour white | DR0326II201 | SLI | SLI 200 | Air intake grille, hole dimensions (lxh): 304x120 mm, grille dimensions with frame (lxhxp): 334x150x30 mm. Colour white RAL 9016 | 130
| Air outlet grille with straight profile - colour white | DR0327II201 | SLI | SLI 400 | Air intake grille, hole dimensions (lxh): 504x120 mm, grille dimensions with frame (lxhxp): 534x150x30 mm. Colour white RAL 9016 | 165
| Air outlet grille with straight profile - colour white | DR0328II201 | SLI | SLI 600 | Air intake grille, hole dimensions (lxh): 704x120 mm, grille dimensions with frame (lxhxp): 734x150x30 mm. Colour white RAL 9010 | 190
| Air outlet grille with straight profile - colour white | DR0329II201 | SLI | SLI 800 | Air intake grille, hole dimensions (lxh): 904x120 mm, grille dimensions with frame (lxhxp): 634x150x30 mm. Colour white RAL 9016 | 230
| Air outlet grille with straight profile - colour white | DR0330II201 | SLI | SLI 1000 | Air intake grille, hole dimensions (lxh): 1104x120 mm, grille dimensions with frame (lxhxp): 1134x150x30 mm. Colour white RAL 9016 | 260
| Air outlet grill with curved profile | DR0550II | SLI | SLI 200 | Air outlet grill with curved profile, dimensions (lxhxp): 304x128x40 mm | 110
| Air outlet grill with curved profile | DR0551II | SLI | SLI 400 | Air outlet grill with curved profile, dimensions (lxhxp): 304x128x40 mm 504x128x40 mm | 120
| Air outlet grill with curved profile | DR0552II | SLI | SLI 600 | Air outlet grill with curved profile, dimensions (lxhxp): 304x128x40 mm 704x128x40 mm | 130
| Air outlet grill with curved profile | DR0553II | SLI | SLI 800 | Air outlet grill with curved profile, dimensions (lxhxp): 304x128x40 mm 904x128x40 mm | 140
| Air outlet grill with curved profile | DR0554II | SLI | SLI 1000 | Air outlet grill with curved profile, dimensions (lxhxp): 304x128x40 mm 1104x128x40 mm | 160
| Air outlet grille with straight profile - colour white | DR0550II201 | SLI | SLI 200 | Air outlet grille hole dimensions (lxh): 304x98 mm, grille dimensions with frame (lxhxp): 334x128x40 mm. Colour white RAL 9016 | 110
| Air outlet grille with straight profile - colour white | DR0551II201 | SLI | SLI 400 | Air outlet grille hole dimensions (lxh): 504x98 mm, grille dimensions with frame (lxhxp): 534x128x40 mm. Colour white RAL 9016 | 120
| Air outlet grille with straight profile - colour white | DR0552II201 | SLI | SLI 600 | Air outlet grille hole dimensions (lxh): 704x98 mm, grille dimensions with frame (lxhxp): 734x128x40 mm. Colour white RAL 9016 | 130
| Air outlet grille with straight profile - colour white | DR0553II201 | SLI | SLI 800 | Air outlet grille hole dimensions (lxh): 904x98 mm, grille dimensions with frame (lxhxp): 934x128x40 mm. Colour white RAL 9016 | 140
| Air outlet grille with straight profile - colour white | DR0554II201 | SLI | SLI 1000 | Air outlet grille hole dimensions (lxh): 1104x98 mm, grille dimensions with frame (lxhxp): 1134x128x40 mm. Colour white RAL 9016 | 160
| Air intake grill with curved profile | DR0559II | SLI | SLI 200 | Air intake grill with curved profile, dimensions (lxhxp): 304x128x40 mm 304x150x40 mm | 140
| Air intake grill with curved profile | DR0560II | SLI | SLI 400 | Air intake grill with curved profile, dimensions (lxhxp): 504x150x40 mm | 150
| Air intake grill with curved profile | DR0561II | SLI | SLI 600 | Air intake grill with curved profile, dimensions (lxhxp): 704x150x40 mm | 160
| Air intake grill with curved profile | DR0562II | SLI | SLI 800 | Air intake grill with curved profile, dimensions (lxhxp): 904x150x40 mm | 170
| Air intake grill with curved profile | DR0563II | SLI | SLI 1000 | Air intake grill with curved profile, dimensions (lxhxp): 1104x150x40 mm | 180
| Griglia di aspirazione aria con profilo ricurvo - colore bianco | DR0559II201 | SLI | SLI 200 | Air intake grille hole dimensions (lxh): 304x120 mm, grille dimensions with frame (lxhxp): 334x150x40 mm. Colour white RAL 9016 | 140
| Griglia di aspirazione aria con profilo ricurvo - colore bianco | DR0560II201 | SLI | SLI 400 | Air intake grille hole dimensions (lxh): 504x120 mm, grille dimensions with frame (lxhxp): 534x150x40 mm. Colour white RAL 9016 | 150
| Griglia di aspirazione aria con profilo ricurvo - colore bianco | DR0561II201 | SLI | SLI 600 | Air intake grille hole dimensions (lxh): 704x120 mm, grille dimensions with frame (lxhxp): 734x150x40 mm. Colour white RAL 9016 | 160
| Griglia di aspirazione aria con profilo ricurvo - colore bianco | DR0562II201 | SLI | SLI 800 | Air intake grille hole dimensions (lxh): 904x120 mm, grille dimensions with frame (lxhxp): 934x150x40 mm. Colour white RAL 9016 | 170
| Griglia di aspirazione aria con profilo ricurvo - colore bianco | DR0563II201 | SLI | SLI 1000 | Air intake grille hole dimensions (lxh): 1104x120 mm, grille dimensions with frame (lxhxp): 1134x150x40 mm. Colour white RAL 9016 | 180
| UV-C device for air sterilisation | GB1107II | SLI | SLI 200, SLI 400, SLI 600, SLI 800, SLI 1000 | Air sterilisation device with UV-C lamp | 520
| UV-C device for air sterilisation | GR1231II | SLI | SLI 200, SLI 400, SLI 600, SLI 800, SLI 1000 | Spare UV-C lamp kit | 380
| Hydraulic units and fittings | AI1157II | All | All | Pressure independent regulating valve DN 15, 290 L/h | 200 | NEW
| Hydraulic units and fittings | AI1158II | All | All | Pressure independent regulating valve DN 15, 420 L/h | 200 | NEW
| Hydraulic units and fittings | AI1159II | All | All | Pressure independent regulating valve DN 20, 980 L/h | 250 | NEW
| Hydraulic units and fittings | AI1160II | All | All | Pressure-independent flow limiting valve DN 15, 290 L/h | 110 | NEW
| Hydraulic units and fittings | AI1161II | All | All | Pressure-independent flow limiting valve DN 15, 470 L/h | 110 | NEW
| Hydraulic units and fittings | AI1162II | All | All | Pressure-independent flow limiting valve DN 15, 650 L/h | 110 | NEW
| Hydraulic units and fittings | AI1170II | All | All | 6-way valve systems 4 pipes DN 15 | 225 | NEW
| Hydraulic units and fittings | AI1171II | All | All | Actuator 6-way systems 4 pipes DN 15, for 6-way valves and pressure-independent valves | 145 | NEW
| Hydraulic units and fittings | I20205II | RSI, SLI | All | 2-way manual valve unit | 75
| Hydraulic units and fittings | I20705II | SLSI | All | 2-way manual valve unit | 85
| Hydraulic units and fittings | V20139II | SLI, RSI | All | 2 way valve group (water inlet valve, shut off valve and electro thermal motor) | 160
| Hydraulic units and fittings | V20661II | SLSI | All | 2 way valve group (water inlet valve, shut off valve and electro thermal motor) | 260
| Hydraulic units and fittings | V30361II | SLI, RSI | All | 3 way valve group (with inlet 3 way valve, shut off valve, and electro thermal motor) | 195
| Hydraulic units and fittings | V30662II | SLSI | All | 3 way valve group (water inlet valve, shut off valve and electro thermal motor) | 270
| Hydraulic units and fittings | V40219II | SLI 4 tubi | SLI 4 TUBI | 2 way hydraulic group for 4 pipe system | 360
| Hydraulic units and fittings | V60221II | SLI 4 tubi | SLI 4 TUBI | 3 way hydraulic group for 4 pipe system | 510
| Hydraulic units and fittings | AI0200II | All | All | Couple of EUROKONUS adapters for 1/2" female connection | 30
| Hydraulic units and fittings | AI0201II | All | All | Couple of EUROKONUS adapters for 3/4" female connection | 30
| Hydraulic units and fittings | AI0203II | All | All | 90° bended EUROKONUS connector | 30
| Hydraulic units and fittings | AI0501II | All | All | Distancer kit ( 1 piece) | 30
| Hydraulic units and fittings | AI0612II | All | All | Pair of adapters for flat ring | 20
ELECTRONIC CONTROLS
| Accessory Type | Code | Related products | Related configurations | Description | Price
| Electronic board M7 | ESE745II | SL, SLI, SLS, RSI, SLSI, RS | All | On-unit electronic board with continuous modulation, For connection to M7 wall control | 170 |  | NEW
| Electronic board M7 | ESE748II | SLI 4 pipes, SL 4 pipes | All | On-unit electronic board with continuous modulation, For connection to M7 wall control | 190 |  | NEW
| Electronic board M7 | ESE746II | SL, SLI, SLS, RSI, SLSI, RS | All | Electronic board on unit with continuous modulation, For connection to M7 wall control with Bluetooth | 200 |  | NEW
| Electronic board M7 | ESE741II | SLI 4 pipes, SL 4 pipes | All | Electronic board on unit with continuous modulation, For connection to M7 wall control with Bluetooth | 220 |  | NEW
| M7 wall control | EEB749II | All | All | LED electronic control panel with touch interface, wall-mounted complete with thermostat and room temperature and relative humidity probe. Cable connection. Colour white | 170 |  | NEW
| M7 wall control | EFB749II | All | All | LED electronic control panel with touch interface, wall-mounted complete with thermostat and room temperature and relative humidity probe with integrated Wi-Fi module, with new App. Wired connection. Colour white | 200 |  | NEW
| M7 wall control | EGB749II | All | All | LED electronic control panel with touch interface, wall-mounted complete with thermostat and room temperature and relative humidity probe. Bluetooth connection. White colour | 220 |  | NEW
| Recessed box for masonry | N000557A | All | All | Recessed box for masonry, for connection with M7 series controls | 3 | NEW
| Recessed box for plasterboard | N000558A | All | All | Recessed box for plasterboard, for connection with M7 series controls | 3 | NEW
| On-unit controls | ECA644II | SLS, SL, RS | All | On-unit SMART TOUCH electronic control with continuously modulating thermostat | 200
| On-unit controls | EWF644II | SLS, SL, RS | All | On-unit SMART TOUCH electronic control with continuously modulating thermostat, integrated Wi-Fi module | 220
| On-unit controls | E4T643II | SLS, SL, RS | All | On-unit SMART TOUCH electronic control with 4 fixed speeds and thermostat | 160
| On-unit controls | E2T543II | SLS, SL | All | On-unit electronic control with 4 fixed speeds and thermostat | 120
| On-unit controls | ECA647II | SL 4 pipes | All | On-unit SMART TOUCH electronic control with continuously modulating thermostat | 220
| On-unit controls | EWF647II | SL 4 pipes | All | On-unit SMART TOUCH electronic control with continuously modulating thermostat, integrated Wi-Fi module | 260
| Speed selector switch | B3V137II | SLS, SL | All | On-unit speed selector switch, For connection with standard single-contact wall-mounted thermostats | 110
| Electronic board | ESE645II | SL, SLS, SLI, RSI, SLSI, RS | All | On-unit electronic board with continuous modulation, for connection to wall control. | 160
| Electronic board | ESE648II | SLI 4 pipes, SL 4 pipes | All | On-unit electronic board with continuous modulation, for connection to wall control. | 200
| Wall control Smart Touch series | EEA649II | All | All | SMART TOUCH wall control panel with thermostat and room temperature and relative humidity probe, Colour black | 160
| Wall control Smart Touch series | EEB649II | All | All | SMART TOUCH wall control panel with thermostat and room temperature and relative humidity probe, Colour white | 160
| Wall control Smart Touch series | EFA649II | All | All | SMART TOUCH wall control panel with thermostat and room temperature and relative humidity probe with integrated Wi-Fi module, InnovAPP, Colour black | 190
| Wall control Smart Touch series | EFB649II | All | All | SMART TOUCH wall control panel with thermostat and room temperature and relative humidity probe with integrated Wi-Fi module, InnovAPP, Colour white | 190
| Electronic board | B4V642II | SL, SL 4 pipes, SLS, SLI 4 pipes, SLI, SLSI | All | Electronic board on unit for connection to 3-speed electromechanical wall thermostats | 120
| Electronic board | B10642II | SL, SLS, SLI, RSI, SLSI, RS | All | Electronic board on unit for control from 0-10 V analogue output systems | 120
| Wall control | B3V151II | All | All | Wall control with thermostat, summer/winter selector and speed selector | 180
| Butler | - | All | All | BUTLER: codes, accessories and price list described in the appropriate section
| Modules | EG1028II | All | All | MZS, single zone module | 90
| Motor connection cable for moving hydraulic connections | BB0646II | All | All | Hydraulic connection reversal kit | 36

## FILOTERRA
FANCOIL PER INSTALLAZIONE INCASSATA A PAVIMENTO FILOTERRA
| Product Name | Code | Type | Description |  | Price
Configurable unit for remote wall control connection Wall installation for remote control connection (board and control to be ordered separately), standard thermostats, home automation.
| Filoterra | FAWF04DC1II-0000 | SLF 400 | Floor installation DC Inverter fancoil unit. |  | 510 | NEW
| Filoterra | FAWF06DC1II-0000 | SLF 600 | Floor installation DC Inverter fancoil unit. |  | 570 | NEW
| Filoterra | FAWF08DC1II-0000 | SLF 800 | Floor installation DC Inverter fancoil unit. |  | 680 | NEW
ACCESSORI E CONTROLLI PER FILOTERRA
| Accessory Type | Code | Related products | Related configurations | Description | Price
| M7 electronic board | ESE745II | All | All | On-board electronic board with continuous modulation. For connection to M7 wall control controls | 170
| M7 electronic board | ESE746II | All | All | On-board electronic board with continuous modulation. For connection to M7 wall control controls with Bluetooth | 200
| M7 wall control | EEB749II | All | All | LED electronic control panel with touch interface, wall-mounted complete with thermostat and room temperature and relative humidity probe. Cable connection. Colour white | 170
| M7 wall control | EFB749II | All | All | LED electronic control panel with touch interface, wall-mounted complete with thermostat and room temperature and relative humidity probe with integrated Wi-Fi module, with new App. Wired connection. Colour white | 200
| M7 wall control | EGB749II | All | All | LED electronic control panel with touch interface, wall-mounted complete with thermostat and room temperature and relative humidity probe. Bluetooth connection. White colour | 220
| Recessed box for masonry | N000557A | All | All | Recessed box for masonry, for connection with M7 series controls | 3 | NEW
| Recessed box for plasterboard | N000558A | All | All | Recessed box for plasterboard, for connection with M7 series controls | 3 | NEW
| Electronic board | ESE645II | All | All | On-board electronic board with continuous modulation. Per connection to controls for wall control. | 160
| Wall control Smart Touch series | EEA649II | Filoterra | All | SMART TOUCH wall control panel with thermostat and room temperature and relative humidity probe, Colour black | 160
| Wall control Smart Touch series | EEB649II | Filoterra | All | SMART TOUCH wall control panel with thermostat and room temperature and relative humidity probe, Colour white | 160
| Wall control Smart Touch series | EFA649II | Filoterra | All | SMART TOUCH wall control panel with thermostat and room temperature and relative humidity probe with integrated Wi-Fi module, InnovAPP, Colour black | 190
| Wall control Smart Touch series | EFB649II | Filoterra | All | SMART TOUCH wall control panel with thermostat and room temperature and relative humidity probe with integrated Wi-Fi module, InnovAPP, Colour white | 190
| Electronic board | B10642II | All | All | On-board electronic board for control from systems with analog output 0-10 V | 120
| Electronic board | B4V642II | All | All | On-board electronic board for connection to electromechanical thermostats wall-mounted 3-speed | 120
| Control | B3V151II | Filoterra | All | Wall control with thermostat, summer/winter selector and speed selector | 180
| Butler | - | Filoterra | All | BUTLER: codes, accessories and price list described in the appropriate section
| Metal casing | L00749II | Filoterra | SLF 400 | Metal casing. Dimensions: 895,5x431x190 mm | 160
| Metal casing | L00750II | Filoterra | SLF 600 | Metal casing. Dimensions: 1095,5x431x190 mm | 170
| Metal casing | L00751II | Filoterra | SLF 800 | Metal casing. Dimensions: 1295,5x431x190 mm | 210
| Floor covering grill | DR0752II | Filoterra | SLF 400 | Walk-on aluminium grill with straight profile. | 520
| Floor covering grill | DR0753II | Filoterra | SLF 600 | Walk-on aluminium grill with straight profile. | 650
| Floor covering grill | DR0754II | Filoterra | SLF 800 | Walk-on aluminium grill with straight profile. | 780
| Hydraulic units and fittings | AI1157II | Filoterra | All | Pressure independent regulating valve DN 15, 290 L/h | 200 | NEW
| Hydraulic units and fittings | AI1158II | Filoterra | All | Pressure independent regulating valve DN 15, 420 L/h | 200 | NEW
| Hydraulic units and fittings | AI1160II | Filoterra | All | Pressure-independent flow limiting valve DN 15, 290 L/h | 110 | NEW
| Hydraulic units and fittings | AI1161II | Filoterra | All | Pressure-independent flow limiting valve DN 15, 470 L/h | 110 | NEW
| Hydraulic units and fittings | AI1170II | Filoterra | All | 6-way valve systems 4 pipes DN 15 | 225 | NEW
| Hydraulic units and fittings | AI1171II | Filoterra | All | Actuator 6-way systems 4 pipes DN 15, for 6-way valves and pressure valves independent | 145 | NEW
| Hydraulic units and fittings | I20705II | Filoterra | All | 2 way valve group with manual closure | 85
| Hydraulic units and fittings | V20661II | Filoterra | All | 2 way valve group (water inlet valve, shut off valve and electro thermal motor) | 260
| Hydraulic units and fittings | V30662II | Filoterra | All | 3 way valve group (water inlet valve, shut off valve and electro thermal motor) | 270
| Hydraulic units and fittings | AI0200II | Filoterra | All | Couple of EUROKONUS adapters for 1/2" female connection (male fittings) | 30
| Hydraulic units and fittings | AI0201II | Filoterra | All | Couple of EUROKONUS adapters for 3/4" female connection (male fittings) | 30
| Hydraulic units and fittings | AI0203II | Filoterra | All | 90° bended EUROKONUS connector | 30
| Hydraulic units and fittings | AI0501II | Filoterra | All | Distancer kit ( 1 piece) | 30
| Hydraulic units and fittings | AI0612II | Filoterra | All | Pair of adapters for flat ring | 20

## DUCTO-DUCTO THIN
FANCOIL FOR RECESSED INSTALLATION, DUCTABLE DUCTO
| Product Name | Code | Type | Description |  | Price
For connection with Smart Touch series remote controls (modulating speed)
| DUCTO | FASN04R01II-0R00 | FNC 400 | DC Inverter fan coil unit with centrifugal fans at constant flow rate, for horizontal and vertical flush installation. Factory-mounted hydraulic connections on the right, 3/4" Eurokonus thread. Factory electrical connections on the right. Electronic board for connection with wall control (see accessories) |  | 1050
| DUCTO | FASN06R01II-0R00 | FNC 600 | DC Inverter fan coil unit with centrifugal fans at constant flow rate, for horizontal and vertical flush installation. Factory-mounted hydraulic connections on the right, 3/4" Eurokonus thread. Factory electrical connections on the right. Electronic board for connection with wall control (see accessories) |  | 1170
| DUCTO | FASN08R01II-0R00 | FNC 800 | DC Inverter fan coil unit with centrifugal fans at constant flow rate, for horizontal and vertical flush installation. Factory-mounted hydraulic connections on the right, 3/4" Eurokonus thread. Factory electrical connections on the right. Electronic board for connection with wall control (see accessories) |  | 1420
| DUCTO | FASN10R01II-0R00 | FNC 1000 | DC Inverter fan coil unit with centrifugal fans at constant flow rate, for horizontal and vertical flush installation. Factory-mounted hydraulic connections on the right, 3/4" Eurokonus thread. Factory electrical connections on the right. Electronic board for connection with wall control (see accessories) |  | 1530
| DUCTO | FASN12R01II-0R00 | FNC 1200 | DC Inverter fan coil unit with centrifugal fans at constant flow rate, for horizontal and vertical flush installation. Factory-mounted hydraulic connections on the right, 3/4" Eurokonus thread. Factory electrical connections on the right. Electronic board for connection with wall control (see accessories) |  | 1950
For 0-10 V connection (modulating speed)
| DUCTO | FASN04R01II-0J00 | FNC 400 | DC Inverter fan coil unit with centrifugal fans at constant flow rate, for horizontal and vertical flush installation. Factory-mounted hydraulic connections on the right, 3/4" Eurokonus thread. Factory electrical connections on the right. Wiring for 0-10 V input signal |  | 920
| DUCTO | FASN06R01II-0J00 | FNC 600 | DC Inverter fan coil unit with centrifugal fans at constant flow rate, for horizontal and vertical flush installation. Factory-mounted hydraulic connections on the right, 3/4" Eurokonus thread. Factory electrical connections on the right. Wiring for 0-10 V input signal |  | 1070
| DUCTO | FASN08R01II-0J00 | FNC 800 | DC Inverter fan coil unit with centrifugal fans at constant flow rate, for horizontal and vertical flush installation. Factory-mounted hydraulic connections on the right, 3/4" Eurokonus thread. Factory electrical connections on the right. Wiring for 0-10 V input signal |  | 1340
| DUCTO | FASN10R01II-0J00 | FNC 1000 | DC Inverter fan coil unit with centrifugal fans at constant flow rate, for horizontal and vertical flush installation. Factory-mounted hydraulic connections on the right, 3/4" Eurokonus thread. Factory electrical connections on the right. Wiring for 0-10 V input signal |  | 1490
| DUCTO | FASN12R01II-0J00 | FNC 1200 | DC Inverter fan coil unit with centrifugal fans at constant flow rate, for horizontal and vertical flush installation. Factory-mounted hydraulic connections on the right, 3/4" Eurokonus thread. Factory electrical connections on the right. Wiring for 0-10 V input signal |  | 1870
DUCTO THIN
For connection with M7 series remote controls (modulating speed)
| DUCTO THIN | FATN04R01II-0R00 | FNC THIN 400 | DC Inverter fancoil unit with centrifugal fans for horizontal and vertical built-in installation, low version (only 185 mm). Hydraulic connections: 3/4" Eurokonus as standard on the right. Factory-fitted flanged aeraulic connections. Hydraulic and electrical connections on the same side. Electronic board for connection to wall control (see accessories). |  | 950
| DUCTO THIN | FATN06R01II-0R00 | FNC THIN 600 | DC Inverter fancoil unit with centrifugal fans for horizontal and vertical built-in installation, low version (only 185 mm). Hydraulic connections: 3/4" Eurokonus as standard on the right. Factory-fitted flanged aeraulic connections. Hydraulic and electrical connections on the same side. Electronic board for connection to wall control (see accessories). |  | 1070
| DUCTO THIN | FATN08R01II-0R00 | FNC THIN 800 | DC Inverter fancoil unit with centrifugal fans for horizontal and vertical built-in installation, low version (only 185 mm). Hydraulic connections: 3/4" Eurokonus as standard on the right. Factory-fitted flanged aeraulic connections. Hydraulic and electrical connections on the same side. Electronic board for connection to wall control (see accessories). |  | 1380
| DUCTO THIN | FATN10R01II-0R00 | FNC THIN 1000 | DC Inverter fancoil unit with centrifugal fans for horizontal and vertical built-in installation, low version (only 185 mm). Hydraulic connections: 3/4" Eurokonus as standard on the right. Factory-fitted flanged aeraulic connections. Hydraulic and electrical connections on the same side. Electronic board for connection to wall control (see accessories). |  | 1480
| DUCTO THIN | FATN12R01II-0R00 | FNC THIN 1200 | DC Inverter fancoil unit with centrifugal fans for horizontal and vertical built-in installation, low version (only 185 mm). Hydraulic connections: 3/4" Eurokonus as standard on the right. Factory-fitted flanged aeraulic connections. Hydraulic and electrical connections on the same side. Electronic board for connection to wall control (see accessories). |  | 1900
For 0-10 V connection (Modulating speed)
| DUCTO THIN | FATN04R01II-0J00 | FNC THIN 400 | DC Inverter fancoil unit with centrifugal fans for horizontal and vertical built-in installation, low version (only 185 mm). Hydraulic connections: 3/4" Eurokonus as standard on the right. Factory-fitted flanged aeraulic connections. Hydraulic and electrical connections on the same side. Wiring for 0-10 V input signal |  | 870
| DUCTO THIN | FATN06R01II-0J00 | FNC THIN 600 | DC Inverter fancoil unit with centrifugal fans for horizontal and vertical built-in installation, low version (only 185 mm). Hydraulic connections: 3/4" Eurokonus as standard on the right. Factory-fitted flanged aeraulic connections. Hydraulic and electrical connections on the same side. Wiring for 0-10 V input signal |  | 980
| DUCTO THIN | FATN08R01II-0J00 | FNC THIN 800 | DC Inverter fancoil unit with centrifugal fans for horizontal and vertical built-in installation, low version (only 185 mm). Hydraulic connections: 3/4" Eurokonus as standard on the right. Factory-fitted flanged aeraulic connections. Hydraulic and electrical connections on the same side. Wiring for 0-10 V input signal |  | 1320
| DUCTO THIN | FATN10R01II-0J00 | FNC THIN 1000 | DC Inverter fancoil unit with centrifugal fans for horizontal and vertical built-in installation, low version (only 185 mm). Hydraulic connections: 3/4" Eurokonus as standard on the right. Factory-fitted flanged aeraulic connections. Hydraulic and electrical connections on the same side. Wiring for 0-10 V input signal |  | 1440
| DUCTO THIN | FATN12R01II-0J00 | FNC THIN 1200 | DC Inverter fancoil unit with centrifugal fans for horizontal and vertical built-in installation, low version (only 185 mm). Hydraulic connections: 3/4" Eurokonus as standard on the right. Factory-fitted flanged aeraulic connections. Hydraulic and electrical connections on the same side. Wiring for 0-10 V input signal |  | 1860
ACCESSORIES AND CONTROLS FOR DUCTO / DUCTO THIN FANCOILS
| Accessory Type | Code | Related products | Related configurations | Description | Price
| Wall control Smart Touch series | EEB749II | Ducto Ducto Thin | All | LED electronic control panel with touch interface, wall-mounted complete with thermostat and room temperature and relative humidity probe. Cable connection. Colour white | 170
| Wall control Smart Touch series | EFB749II | Ducto Ducto Thin | All | LED electronic control panel with touch interface, wall-mounted complete with thermostat and room temperature and relative humidity probe with integrated Wi-Fi module, InnovAPP. Wired connection. Colour white | 200
| Recessed box for masonry | N000557A | Ducto Ducto Thin | All | Recessed box for masonry | 3 | NEW
| Recessed box for plasterboard | N000558A | Ducto Ducto Thin | All | Recessed box for plasterboard | 3 | NEW
| Butler | - | Ducto Ducto Thin | All | BUTLER: codes, accessories and price list described in the appropriate section
| Motor connection cable for moving hydraulic connections | BB0646II | Ducto Ducto Thin | All | Hydraulic connection reversal kit | 36
| Air outlet plenum with 2 connections | AHRD0431II | Ducto | FNC 400 | Delivery plate with 2 circular ports, DN 160. Male connections | 56
| Air outlet plenum with 3 connections | AHRD0432II | Ducto | FNC 600 | Delivery plate with 3 circular ports, DN 160. Male connections | 75
| Air outlet plenum with 4 connections | AHRD0433II | Ducto | FNC 800 | Delivery plate with 4 circular ports, DN 160. Male connections | 95
| Air outlet plenum with 6 connections | AHRD0434II | Ducto | FNC 1000 | Delivery plate with 6 circular ports, DN 160. Male connections | 120
| Air outlet plenum with 7 connections | AHRD0435II | Ducto | FNC 1200 | Delivery plate with 7 circular ports, DN 160. Male connections | 140
| Air intake plenum with 2 connections | AHRD0461II | Ducto | FNC 400 | Intake plate with 2 circular inlets, DN 160. Male connections | 165
| Air intake plenum with 3 connections | AHRD0462II | Ducto | FNC 600 | Intake plate with 3 circular inlets, DN 160. Male connections | 170
| Air intake plenum with 4 connections | AHRD0463II | Ducto | FNC 800 | Intake plate with 4 circular inlets, DN 160. Male connections | 215
| Air intake plenum with 6 connections | AHRD0464II | Ducto | FNC 1000 | Intake plate with 6 circular inlets, DN 160. Male connections | 225
| Air intake plenum with 7 connections | AHRD0465II | Ducto | FNC 1200 | Intake plate with 7 circular inlets, DN 160. Male connections | 260
| Air outlet plenum with 2 connections | AHRD0561II | Ducto Thin | FNC THIN 400 | Delivery plate with 2 circular ports, DN 160 . Male connections | 50
| Air outlet plenum with 3 connections | AHRD0562II | Ducto Thin | FNC THIN 600 | Delivery plate with 3 circular ports, DN 160. Male connections | 70
| Air outlet plenum with 4 connections | AHRD0563II | Ducto Thin | FNC THIN 800 | Delivery plate with 4 circular ports, DN 160. Male connections | 90
| Air outlet plenum with 6 connections | AHRD0564II | Ducto Thin | FNC THIN 1000 | Delivery plate with 6 circular ports, DN 160. Male connections | 110
| Air outlet plenum with 7 connections | AHRD0565II | Ducto Thin | FNC THIN 1200 | Delivery plate with 7 circular ports, DN 160. Male connections | 130
| Air intake plenum with 2 connections | AHRD0566II | Ducto Thin | FNC THIN 400 | Intake plate with 2 circular inlets, DN 160. Male connections | 150
| Air intake plenum with 3 connections | AHRD0567II | Ducto Thin | FNC THIN 600 | Intake plate with 3 circular inlets, DN 160. Male connections | 160
| Air intake plenum with 4 connections | AHRD0568II | Ducto Thin | FNC THIN 800 | Intake plate with 4 circular inlets, DN 160. Male connections | 200
| Air intake plenum with 6 connections | AHRD0569II | Ducto Thin | FNC THIN 1000 | Intake plate with 6 circular inlets, DN 160. Male connections | 210
| Air intake plenum with 7 connections | AHRD0570II | Ducto Thin | FNC THIN 1200 | Intake plate with 7 circular inlets, DN 160. Male connections | 240
| Spare filters | AHRD0491II | Ducto, Ducto Thin | FNC 400 SLC THIN 400 | Spare filter kit | 35
| Spare filters | AHRD0492II | Ducto, Ducto Thin | FNC 600 SLC THIN 600 | Spare filter kit | 45
| Spare filters | AHRD0493II | Ducto, Ducto Thin | FNC 800 SLC THIN 800 | Spare filter kit | 60
| Spare filters | AHRD0494II | Ducto, Ducto Thin | FNC 1000 SLC THIN 1000 | Spare filter kit | 75
| Spare filters | AHRD0495II | Ducto, Ducto Thin | FNC 1200 SLC THIN 1200 | Spare filter kit | 80
| 90° recovery plenum | AHRD0521II | Ducto | FNC 400 | 90° recovery plenum, Dimensions:486x253x217 mm | 85
| 90° recovery plenum | AHRD0522II | Ducto | FNC 600 | 90° recovery plenum, Dimensions: 686x253x217 mm | 100
| 90° recovery plenum | AHRD0523II | Ducto | FNC 800 | 90° recovery plenum, Dimensions: 886x253x217 mm | 115
| 90° recovery plenum | AHRD0524II | Ducto | FNC 1000 | 90° recovery plenum, Dimensions: 1086x253x217 mm | 135
| 90° recovery plenum | AHRD0525II | Ducto | FNC 1200 | 90° recovery plenum, Dimensions: 1376x253x217 mm | 155
| 90° recovery plenum | AHRD0576II | Ducto Thin | FNC THIN 400 | 90° recovery plenum | 80
| 90° recovery plenum | AHRD0577II | Ducto Thin | FNC THIN 600 | 90° recovery plenum | 100
| 90° recovery plenum | AHRD0578II | Ducto Thin | FNC THIN 800 | 90° recovery plenum | 115
| 90° recovery plenum | AHRD0579II | Ducto Thin | FNC THIN 1000 | 90° recovery plenum | 135
| 90° recovery plenum | AHRD0580II | Ducto Thin | FNC THIN 1200 | 90° recovery plenum | 155
| Telescopic kit | AHRD0531II | Ducto | FNC 400 | Telescopic kit, Dimensions (bxh): 445x182 mm, minimum extension from 153 mm to 270 mm. | 145
| Telescopic kit | AHRD0532II | Ducto | FNC 600 | Telescopic kit, Dimensions (bxh): 645x182 mm, minimum extension from 153 mm to 270 mm. | 155
| Telescopic kit | AHRD0533II | Ducto | FNC 800 | Telescopic kit, Dimensions (bxh): 845x182 mm, minimum extension from 153 mm to 270 mm. | 185
| Telescopic kit | AHRD0534II | Ducto | FNC 1000 | Telescopic kit, Dimensions (bxh): 1045x182 mm, minimum extension from 153 mm to 270 mm. | 200
| Telescopic kit | AHRD0535II | Ducto | FNC 1200 | Telescopic kit, Dimensions (bxh): 1335x182 mm, minimum extension from 153 mm to 270 mm. | 215
| Telescopic kit | AHRD0581II | Ducto Thin | FNC THIN 400 | Telescopic kit. Minimum extension 153 mm, maximum extension 270 mm | 145
| Telescopic kit | AHRD0582II | Ducto Thin | FNC THIN 600 | Telescopic kit. Minimum extension 153 mm, maximum extension 270 mm | 155
| Telescopic kit | AHRD0583II | Ducto Thin | FNC THIN 800 | Telescopic kit. Minimum extension 153 mm, maximum extension 270 mm | 185
| Telescopic kit | AHRD0584II | Ducto Thin | FNC THIN 1000 | Telescopic kit. Minimum extension 153 mm, maximum extension 270 mm | 200
| Telescopic kit | AHRD0585II | Ducto Thin | FNC THIN 1200 | Telescopic kit. Minimum extension 153 mm, maximum extension 270 mm | 215
| Grid for telescopic kit | AHRD0541II | Ducto | FNC 400 | Grid for telescopic kit. Dimensions: 473x211x25 mm | 155
| Grid for telescopic kit | AHRD0542II | Ducto | FNC 600 | Grid for telescopic kit. Dimensions: 673x211x25 mm | 185
| Grid for telescopic kit | AHRD0543II | Ducto | FNC 800 | Grid for telescopic kit. Dimensions: 873x211x25 mm | 205
| Grid for telescopic kit | AHRD0544II | Ducto | FNC 1000 | Grid for telescopic kit. Dimensions: 1073x211x25 mm | 225
| Grid for telescopic kit | AHRD0545II | Ducto | FNC 1200 | Grid for telescopic kit. Dimensions: 1363x211x25 mm | 250
| Grid for telescopic kit | AHRD0586II | Ducto Thin | FNC THIN 400 | Grid for telescopic kit | 155
| Grid for telescopic kit | AHRD0587II | Ducto Thin | FNC THIN 600 | Grid for telescopic kit | 185
| Grid for telescopic kit | AHRD0588II | Ducto Thin | FNC THIN 800 | Grid for telescopic kit | 205
| Grid for telescopic kit | AHRD0589II | Ducto Thin | FNC THIN 1000 | Grid for telescopic kit | 225
| Grid for telescopic kit | AHRD0590II | Ducto Thin | FNC THIN 1200 | Grid for telescopic kit | 250
| External air kit | AHRD0571II | Ducto Thin | FNC THIN 400 | Plenum box kit for external air connection with recirculation air damper | 400
| External air kit | AHRD0572II | Ducto Thin | FNC THIN 600 | Plenum box kit for external air connection with recirculation air damper | 440
| External air kit | AHRD0573II | Ducto Thin | FNC THIN 800 | Plenum box kit for external air connection with recirculation air damper | 520
| External air kit | AHRD0574II | Ducto Thin | FNC THIN 1000 | Plenum box kit for external air connection with recirculation air damper | 580
| External air kit | AHRD0575II | Ducto Thin | FNC THIN 1200 | Plenum box kit for external air connection with recirculation air damper | 670
| External air kit | AHRD0639II | Ducto | FNC 400 | Plenum box kit for external air connection with recirculation air damper | 420
| External air kit | AHRD0640II | Ducto | FNC 600 | Plenum box kit for external air connection with recirculation air damper | 470
| External air kit | AHRD0641II | Ducto | FNC 800 | Plenum box kit for external air connection with recirculation air damper | 540
| External air kit | AHRD0642II | Ducto | FNC 1000 | Plenum box kit for external air connection with recirculation air damper | 610
| External air kit | AHRD0643II | Ducto | FNC 1200 | Plenum box kit for external air connection with recirculation air damper | 700
| Ducting plate external air kit | AHRD0611II | Ducto Thin | FNC THIN 400 | Plate for ducting Plenum kit for outdoor air connection with damper. DN 160 male connections | 50
| Ducting plate external air kit | AHRD0612II | Ducto Thin | FNC THIN 600 | Plate for ducting Plenum kit for outdoor air connection with damper. DN 160 male connections | 70
| Ducting plate external air kit | AHRD0613II | Ducto Thin | FNC THIN 800 | Plate for ducting Plenum kit for outdoor air connection with damper. DN 160 male connections | 90
| Ducting plate external air kit | AHRD0614II | Ducto Thin | FNC THIN 1000 | Plate for ducting Plenum kit for outdoor air connection with damper. DN 160 male connections | 110
| Ducting plate external air kit | AHRD0615II | Ducto Thin | FNC THIN 1200 | Plate for ducting Plenum kit for outdoor air connection with damper. DN 160 male connections | 130
| Ducting plate external air kit | AHRD0651II | Ducto | FNC 400 | Plate for ducting Plenum kit for outdoor air connection with damper. DN 160 male connections | 50
| Ducting plate external air kit | AHRD0652II | Ducto | FNC 600 | Ducting plate Plenum kit for outdoor air connection with damper. DN 160 male connections | 70
| Ducting plate external air kit | AHRD0653II | Ducto | FNC 800 | Plate for ducting Plenum kit for outdoor air connection with damper. DN 160 male connections | 90
| Ducting plate external air kit | AHRD0654II | Ducto | FNC 1000 | Ducting plate Plenum kit for outdoor air connection with damper. DN 160 male connections | 110
| Ducting plate external air kit | AHRD0655II | Ducto | FNC 1200 | Plate for ducting Plenum kit for outdoor air connection with damper. DN 160 male connections | 130
| 90° Plenum for external air kit | AHRD0616II | Ducto Thin | FNC THIN 400 | 90° Plenum for external air connection kit with damper | 80
| 90° Plenum for external air kit | AHRD0617II | Ducto Thin | FNC THIN 600 | 90° Plenum for external air connection kit with damper | 100
| 90° Plenum for external air kit | AHRD0618II | Ducto Thin | FNC THIN 800 | 90° Plenum for external air connection kit with damper | 120
| 90° Plenum for external air kit | AHRD0619II | Ducto Thin | FNC THIN 1000 | 90° Plenum for external air connection kit with damper | 140
| 90° Plenum for external air kit | AHRD0620II | Ducto Thin | FNC THIN 1200 | 90° Plenum for external air connection kit with damper | 160
| 90° Plenum for external air kit | AHRD0656II | Ducto | FNC 400 | 90° Plenum for external air connection kit with damper | 90
| 90° Plenum for external air kit | AHRD0657II | Ducto | FNC 600 | 90° Plenum for external air connection kit with damper | 110
| 90° Plenum for external air kit | AHRD0658II | Ducto | FNC 800 | 90° Plenum for external air connection kit with damper | 120
| 90° Plenum for external air kit | AHRD0659II | Ducto | FNC 1000 | 90° Plenum for external air connection kit with damper | 140
| 90° Plenum for external air kit | AHRD0660II | Ducto | FNC 1200 | 90° Plenum for external air connection kit with damper | 170
| Telescopic kit for external air kit | AHRD0621II | Ducto Thin | FNC THIN 400 | Telescopic plenum kit for outside air connection with damper | 150
| Telescopic kit for external air kit | AHRD0622II | Ducto Thin | FNC THIN 600 | Telescopic plenum kit for outside air connection with damper | 160
| Telescopic kit for external air kit | AHRD0623II | Ducto Thin | FNC THIN 800 | Telescopic plenum kit for outside air connection with damper | 190
| Telescopic kit for external air kit | AHRD0624II | Ducto Thin | FNC THIN 1000 | Telescopic plenum kit for outside air connection with damper | 210
| Telescopic kit for external air kit | AHRD0625II | Ducto Thin | FNC THIN 1200 | Telescopic plenum kit for outside air connection with damper | 220
| Telescopic kit for external air kit | AHRD0661II | Ducto | FNC 400 | Telescopic plenum kit for outside air connection with damper | 160
| Telescopic kit for external air kit | AHRD0662II | Ducto | FNC 600 | Telescopic plenum kit for outside air connection with damper | 170
| Telescopic kit for external air kit | AHRD0663II | Ducto | FNC 800 | Telescopic plenum kit for outside air connection with damper | 200
| Telescopic kit for external air kit | AHRD0664II | Ducto | FNC 1000 | Telescopic plenum kit for outside air connection with damper | 220
| Telescopic kit for external air kit | AHRD0665II | Ducto | FNC 1200 | Telescopic plenum kit for outside air connection with damper | 230
| Grille for telescopic outdoor air kit | AHRD0626II | Ducto Thin | FNC THIN 400 | Grille for outside air connection plenum kit with damper | 160
| Grille for telescopic outdoor air kit | AHRD0627II | Ducto Thin | FNC THIN 600 | Grille for outside air connection plenum kit with damper | 190
| Grille for telescopic outdoor air kit | AHRD0628II | Ducto Thin | FNC THIN 800 | Grille for outside air connection plenum kit with damper | 210
| Grille for telescopic outdoor air kit | AHRD0629II | Ducto Thin | FNC THIN 1000 | Grille for outside air connection plenum kit with damper | 230
| Grille for telescopic outdoor air kit | AHRD0630II | Ducto Thin | FNC THIN 1200 | Grille for outside air connection plenum kit with damper | 260
| Grille for telescopic outdoor air kit | AHRD0666II | Ducto | FNC 400 | Grille for outside air connection plenum kit with damper | 170
| Grille for telescopic outdoor air kit | AHRD0667II | Ducto | FNC 600 | Grille for outside air connection plenum kit with damper | 200
| Grille for telescopic outdoor air kit | AHRD0668II | Ducto | FNC 800 | Grille for outside air connection plenum kit with damper | 220
| Grille for telescopic outdoor air kit | AHRD0669II | Ducto | FNC 1000 | Grille for outside air connection plenum kit with damper | 240
| Grille for telescopic outdoor air kit | AHRD0670II | Ducto | FNC 1200 | Grille for outside air connection plenum kit with damper | 270
| Hydraulic units and fittings | AI1157II | Ducto Ducto Thin | All | Pressure independent regulating valve DN 15, 290 L/h | 200 | NEW
| Hydraulic units and fittings | AI1158II | Ducto Ducto Thin | All | Pressure independent regulating valve DN 15, 420 L/h | 200 | NEW
| Hydraulic units and fittings | AI1159II | Ducto Ducto Thin | All | Pressure independent regulating valve DN 20, 980 L/h | 250 | NEW
| Hydraulic units and fittings | AI1160II | Ducto Ducto Thin | All | Pressure-independent flow limiting valve DN 15, 290 L/h | 110 | NEW
| Hydraulic units and fittings | AI1161II | Ducto Ducto Thin | All | Pressure-independent flow limiting valve DN 15, 470 L/h | 110 | NEW
| Hydraulic units and fittings | AI1162II | Ducto Ducto Thin | All | Pressure-independent flow limiting valve DN 15, 650 L/h | 110 | NEW
| Hydraulic units and fittings | AI1163II | Ducto Ducto Thin | All | Pressure-independent flow limiting valve DN 15, 940 L/h | 110 | NEW
| Hydraulic units and fittings | AI1164II | Ducto Ducto Thin | All | Pressure-independent flow limiting valve DN 15, 1300 L/h | 110 | NEW
| Hydraulic units and fittings | AI1165II | Ducto Ducto Thin | All | Pressure-independent flow rate limiting valve DN 20, 1200 L/h | 130 | NEW
| Hydraulic units and fittings | AI1166II | Ducto Ducto Thin | All | Pressure-independent flow limiting valve DN 20, 1500 L/h | 130 | NEW
| Hydraulic units and fittings | AI1170II | Ducto Ducto Thin | All | 6-way valve systems 4 pipes DN 15 | 225 | NEW
| Hydraulic units and fittings | AI1171II | Ducto Ducto Thin | All | Actuator 6-way systems 4 pipes DN 15, for 6-way valves and pressure valves independent | 145 | NEW
| Hydraulic units and fittings | I20205II | Ducto, Ducto Thin | All | Manual 2-way valve unit | 75
| Hydraulic units and fittings | V20139II | Ducto, Ducto Thin | All | 2-way valve unit (inlet valve and lockshield) with thermoelectric motor | 160
| Hydraulic units and fittings | V30361II | Ducto, Ducto Thin | All | 3-way diverter valve unit with thermoelectric motor (complete with 3-way inlet valve and lockshield) | 195
| Outlet grill | AHRA0709II | Ducto, Ducto Thin | All | Aluminium outlet grill with double row of adjustable flaps. Dimensions: 450x225 mm | 180
| Intake grill | AHRA0710II | Ducto, Ducto Thin | All | Aluminium intake grill with removable filter. Dimensions: 450x225 mm | 180
| Universal steel plenum | AHRA0708II | Ducto, Ducto Thin | All | Insulated plenum for supply/return with 2 DN 160 mm inlets, No. 1 DN 160 plug and grid connection. Dimensions: 420x200x200 mm. Male connections | 120
| Alufonic insulated hose | SCE316010II | Ducto, Ducto Thin | All | DN 160 flexible duct with aluminum/polyester/aluminum wall complete with: harmonic steel wire helical spiral, polyester fiber heat insulating coating (25 mm thick, 16 kg/m³) to prevent dispersion of microfibers and aluminized film outer protection (flame retardant). Operating temperature:-30/+140°C. Bending radius: min. 800 mm. Supplied in 10 m coils, price in coils. | 200

## DUCTO MULTI-DUCTO MULTI THIN
FANCOIL FOR BUILT-IN INSTALLATION, DUCTABLE, MULTI-ZONE DUCTO MULTI
| Product Name | Code | Type | Description |  | Price
For connection with M7 series remote controls (modulating speed)
| Ducto Multi | FASQ06R01II-0R00 | FNC+ 600 | DC Inverter fan coil unit with constant capacity centrifugal fans, for horizontal flush installation. Integrated management of single zones with dedicated fan. Factory right hydraulic connections, 3/4" Eurokonus thread. Factory electrical connections on the left Electronic boards for connection with wall control (see accessories) |  | 1600
| Ducto Multi | FASQ08R01II-0R00 | FNC+ 800 | DC Inverter fan coil unit with constant capacity centrifugal fans, for horizontal flush installation. Integrated management of single zones with dedicated fan. Factory right hydraulic connections, 3/4" Eurokonus thread. Factory electrical connections on the left Electronic boards for connection with wall control (see accessories) |  | 2400
| Ducto Multi | FASQ10R01II-0R00 | FNC+ 1000 | DC Inverter fan coil unit with constant capacity centrifugal fans, for horizontal flush installation. Integrated management of single zones with dedicated fan. Factory right hydraulic connections, 3/4" Eurokonus thread. Factory electrical connections on the left Electronic boards for connection with wall control (see accessories) |  | 2700
| Ducto Multi | FASQ12R01II-0R00 | FNC+ 1200 | DC Inverter fan coil unit with constant capacity centrifugal fans, for horizontal flush installation. Integrated management of single zones with dedicated fan. Factory right hydraulic connections, 3/4" Eurokonus thread. Factory electrical connections on the left Electronic boards for connection with wall control (see accessories) |  | 3700
For 0-10 V connection (modulating speed)
| Ducto Multi | FASQ06R01II-0J00 | FNC+ 600 | DC Inverter fan coil unit with constant capacity centrifugal fans, for horizontal flush installation. Integrated management of single zones with dedicated fan. Factory right hydraulic connections, 3/4" Eurokonus thread. Factory electrical connections on the left Wiring for 0-10 V input signal |  | 1350
| Ducto Multi | FASQ08R01II-0J00 | FNC+ 800 | DC Inverter fan coil unit with constant capacity centrifugal fans, for horizontal flush installation. Integrated management of single zones with dedicated fan. Factory right hydraulic connections, 3/4" Eurokonus thread. Factory electrical connections on the left Wiring for 0-10 V input signal |  | 2000
| Ducto Multi | FASQ10R01II-0J00 | FNC+ 1000 | DC Inverter fan coil unit with constant capacity centrifugal fans, for horizontal flush installation. Integrated management of single zones with dedicated fan. Factory right hydraulic connections, 3/4" Eurokonus thread. Factory electrical connections on the left Wiring for 0-10 V input signal |  | 2250
| Ducto Multi | FASQ12R01II-0J00 | FNC+ 1200 | DC Inverter fan coil unit with constant capacity centrifugal fans, for horizontal flush installation. Integrated management of single zones with dedicated fan. Factory right hydraulic connections, 3/4" Eurokonus thread. Factory electrical connections on the left Wiring for 0-10 V input signal |  | 3150
Provide as many 0-10 V inputs as there are zones to be managed (no temperature probe)
For versions with hydraulic connections on the left (available on all models) the seventh letter of the code will be "O" (specify in the order).
DUCTO MULTI THIN
For connection with M7 series remote controls (modulating speed)
| Ducto Multi Thin | FATQ06R01II-0R00 | FNC+ THIN 600 | Horizontal installation or recessed ceiling fancoil unit, low version (only 185 mm). Hydraulic connections: EuroKonus 3/4", right as standard. Aeraulic connections: male. Standard electrical connections on the left. DC Inverter |  | 1550
| Ducto Multi Thin | FATQ08R01II-0R00 | FNC+ THIN 800 | Horizontal installation or recessed ceiling fancoil unit, low version (only 185 mm). Hydraulic connections: EuroKonus 3/4", right as standard. Aeraulic connections: male. Standard electrical connections on the left. DC Inverter |  | 2350
| Ducto Multi Thin | FATQ10R01II-0R00 | FNC+ THIN 1000 | Horizontal installation or recessed ceiling fancoil unit, low version (only 185 mm). Hydraulic connections: EuroKonus 3/4", right as standard. Aeraulic connections: male. Standard electrical connections on the left. DC Inverter |  | 2600
| Ducto Multi Thin | FATQ12R01II-0R00 | FNC+ THIN 1200 | Horizontal installation or recessed ceiling fancoil unit, low version (only 185 mm). Hydraulic connections: EuroKonus 3/4", right as standard. Aeraulic connections: male. Standard electrical connections on the left. DC Inverter |  | 3600
For 0-10 V connection (modulating speed)
| Ducto Multi Thin | FATQ06R01II-0J00 | FNC+ THIN 600 | Horizontal fancoil unit for ceiling installation or concealed installation, low version (only 185 mm). Hydraulic connections: EuroKonus 3/4", right as standard. Aeraulic connections: male. Standard electrical connections on the left. DC Inverter |  | 1300
| Ducto Multi Thin | FATQ08R01II-0J00 | FNC+ THIN 800 | Horizontal fancoil unit for ceiling installation or concealed installation, low version (only 185 mm). Hydraulic connections: EuroKonus 3/4", right as standard. Aeraulic connections: male. Standard electrical connections on the left. DC Inverter |  | 2000
| Ducto Multi Thin | FATQ10R01II-0J00 | FNC+ THIN 1000 | Horizontal fancoil unit for ceiling installation or concealed installation, low version (only 185 mm). Hydraulic connections: EuroKonus 3/4", right as standard. Aeraulic connections: male. Standard electrical connections on the left. DC Inverter |  | 2200
| Ducto Multi Thin | FATQ12R01II-0J00 | FNC+ THIN 1200 | Horizontal fancoil unit for ceiling installation or concealed installation, low version (only 185 mm). Hydraulic connections: EuroKonus 3/4", right as standard. Aeraulic connections: male. Standard electrical connections on the left. DC Inverter |  | 3100
Provide as many 0-10 V inputs as there are zones to be managed (no temperature probe)
For versions with hydraulic connections on the left (available on all models) the seventh letter of the code will be "O" (specify in the order).
ACCESSORIES AND CONTROLS FOR DUCTO MULTI / DUCTO MULTI THIN FANCOILS
| Accessory Type | Code | Related products | Related configurations | Description | Price
| M7 series wall-mounted controls | EEB749II | Ducto Multi Ducto Multi Thin | All | LED electronic control panel with touch interface, wall-mounted complete with thermostat and room temperature and relative humidity probe. Cable connection. Colour white | 170
| M7 series wall-mounted controls | EFB749II | Ducto Multi Ducto Multi Thin | All | LED electronic control panel with touch interface, wall-mounted complete with thermostat and room temperature and relative humidity probe with integrated Wi-Fi module, with new App. Wired connection. Colour white | 200
| Recessed box for masonry | N000557A | Ducto Multi Ducto Multi Thin | All | Recessed box for masonry | 3 | NEW
| Recessed box for plasterboard | N000558A | Ducto Multi Ducto Multi Thin | All | Recessed box for plasterboard | 3 | NEW
| Butler | - | Ducto Mult Ducto Multi Thin | All | BUTLER: codes, accessories and price list described in the appropriate section
| Motor connection cable for moving hydraulic connections | BB0646II | Ducto Multi Ducto Multi Thin | All | Hydraulic connection reversal kit | 36
| Spare filters | AHRD0492II | Ducto Multi Ducto Multi Thin | FNC+ 600 FNC+ THIN 600 | Spare filter kit | 45
| Spare filters | AHRD0493II | Ducto Multi Ducto Multi Thin | FNC+ 800 FNC+ THIN 800 | Spare filter kit | 60
| Spare filters | AHRD0494II | Ducto Multi Ducto Multi Thin | FNC+ 1000 FNC+ THIN 1000 | Spare filter kit | 75
| Spare filters | AHRD0495II | Ducto Multi Ducto Multi Thin | FNC+ 1200 FNC+ THIN 1200 | Spare filter kit | 80
| Air intake plenum (air outlet plenum integrated in the unit) | AHRD0466II | Ducto Multi | FNC+ 600 | Air outlet plenum with 2 circular connections, DN 160, Male nipples | 170
| Air intake plenum (air outlet plenum integrated in the unit) | AHRD0467II | Ducto Multi | FNC+ 800 | Air outlet plenum with 3 circular connections, DN 160,Male nipples | 215
| Air intake plenum (air outlet plenum integrated in the unit) | AHRD0468II | Ducto Multi | FN+ 1000 | Air outlet plenum with 4 circular connections, DN 160, Male nipples | 225
| Air intake plenum (air outlet plenum integrated in the unit) | AHRD0469II | Ducto Multi | FNC+ 1200 | Air outlet plenum with 5 circular connections, DN 160, Male nipples | 260
| Air intake plenum (air outlet plenum integrated in the unit) | AHRD0682II | Ducto Multi Thin | FNC+ THIN 600 | Air outlet plenum with 2 circular connections, DN 160,Male nipples | 160
| Air intake plenum (air outlet plenum integrated in the unit) | AHRD0683II | Ducto Multi Thin | FNC+ THIN 800 | Air outlet plenum with 3 circular connections, DN 160, Male nipples | 200
| Air intake plenum (air outlet plenum integrated in the unit) | AHRD0684II | Ducto Multi Thin | FNC+ THIN 1000 | Air outlet plenum with 4 circular connections, DN 160,Male nipples | 210
| Air intake plenum (air outlet plenum integrated in the unit) | AHRD0685II | Ducto Multi Thin | FNC+ THIN 1200 | Air outlet plenum with 5 circular connections, DN 160, Male nipples | 240
| 90° recovery plenum | AHRD0522II | Ducto Multi | FNC+ 600 | 90° recovery plenum, Dimensions: 686x253x217 mm | 100
| 90° recovery plenum | AHRD0523II | Ducto Multi | FNC+ 800 | 90° recovery plenum, Dimensions: 886x253x217 mm | 115
| 90° recovery plenum | AHRD0524II | Ducto Multi | FNC+ 1000 | 90° recovery plenum, Dimensions: 1086x253x217 mm | 135
| 90° recovery plenum | AHRD0525II | Ducto Multi | FNC+ 1200 | 90° recovery plenum, Dimensions: 1376x253x217 mm | 155
| 90° recovery plenum | AHRD0577II | Ducto Multi Thin | FNC+ THIN 600 | 90° recovery plenum | 100
| 90° recovery plenum | AHRD0578II | Ducto Multi Thin | FNC+ THIN 800 | 90° recovery plenum | 115
| 90° recovery plenum | AHRD0579II | Ducto Multi Thin | FNC+ THIN 1000 | 90° recovery plenum | 135
| 90° recovery plenum | AHRD0580II | Ducto Multi Thin | FNC+ THIN 1200 | 90° recovery plenum | 155
| Telescopic kit | AHRD0532II | Ducto Multi | FNC+ 600 | Telescopic kit, Dimensions (bxh): 645x182 mm, minimum extension from 153 mm to 270 mm. | 155
| Telescopic kit | AHRD0533II | Ducto Multi | FNC+ 800 | Telescopic kit, Dimensions (bxh): 845x182 mm, minimum extension from 153 mm to 270 mm. | 185
| Telescopic kit | AHRD0534II | Ducto Multi | FNC+ 1000 | Telescopic kit, Dimensions (bxh): 1045x182 mm, minimum extension from 153 mm to 270 mm. | 200
| Telescopic kit | AHRD0535II | Ducto Multi | FNC+ 1200 | Telescopic kit, Dimensions (bxh): 1335x182 mm, minimum extension from 153 mm to 270 mm. | 215
| Telescopic kit | AHRD0582II | Ducto Multi Thin | FNC+ THIN 600 | Telescopic kit. Minimum extension 153 mm, maximum extension 270 mm | 155
| Telescopic kit | AHRD0583II | Ducto Multi Thin | FNC+ THIN 800 | Telescopic kit. Minimum extension 153 mm, maximum extension 270 mm | 185
| Telescopic kit | AHRD0584II | Ducto Multi Thin | FNC+ THIN 1000 | Telescopic kit. Minimum extension 153 mm, maximum extension 270 mm | 200
| Telescopic kit | AHRD0585II | Ducto Multi Thin | FNC+ THIN 1200 | Telescopic kit. Minimum extension 153 mm, maximum extension 270 mm | 215
| Telescopic kit grills | AHRD0542II | Ducto Multi | FNC+ 600 | Grill for telescopic kit, Dimensions: 673x211x25 mm | 185
| Telescopic kit grills | AHRD0543II | Ducto Multi | FNC+ 800 | Grill for telescopic kit, Dimensions: 873x211x25 mm | 205
| Telescopic kit grills | AHRD0544II | Ducto Multi | FNC+ 1000 | Grill for telescopic kit, Dimensions: 1073x211x25 mm | 225
| Telescopic kit grills | AHRD0545II | Ducto Multi | FNC+ 1200 | Grill for telescopic kit, Dimensions: 1363x211x25 mm | 250
| Telescopic kit grills | AHRD0587II | Ducto Multi Thin | FNC+ THIN 600 | Telescopic kit grills | 185
| Telescopic kit grills | AHRD0588II | Ducto Multi Thin | FNC+ THIN 800 | Telescopic kit grills | 205
| Telescopic kit grills | AHRD0589II | Ducto Multi Thin | FNC+ THIN 1000 | Telescopic kit grills | 225
| Telescopic kit grills | AHRD0590II | Ducto Multi Thin | FNC+ THIN 1200 | Telescopic kit grills | 250
| Non-return gate valve | AHRD0519II | Ducto Multi, Ducto Multi Thin | All | Non-return gate valve, DN 160 | 45
| External air kit | AHRD0572II | Ducto Multi Thin | FNC+ THIN 600 | Plenum kit for external air connection with recirculation damper | 440
| External air kit | AHRD0573II | Ducto Multi Thin | FNC+ THIN 800 | Plenum kit for external air connection with recirculation damper | 520
| External air kit | AHRD0574II | Ducto Multi Thin | FNC+ THIN 1000 | Plenum kit for external air connection with recirculation damper | 580
| External air kit | AHRD0575II | Ducto Multi Thin | FNC+ THIN 1200 | Plenum kit for external air connection with recirculation damper | 670
| External air kit | AHRD0640II | Ducto Multi | FNC+ 600 | Plenum kit for external air connection with recirculation damper | 470
| External air kit | AHRD0641II | Ducto Multi | FNC+ 800 | Plenum kit for external air connection with recirculation damper | 540
| External air kit | AHRD0642II | Ducto Multi | FNC+ 1000 | Plenum kit for external air connection with recirculation damper | 610
| External air kit | AHRD0643II | Ducto Multi | FNC+ 1200 | Plenum kit for external air connection with recirculation damper | 700
| Ducting plate external air kit | AHRD0612II | Ducto Multi Thin | FNC+ THIN 600 | Plate for ducting Plenum kit for outdoor air connection with damper. Male connections, DN 160 | 70
| Ducting plate external air kit | AHRD0613II | Ducto Multi Thin | FNC+ THIN 800 | Ducting plate Plenum kit for outdoor air connection with damper. Male connections, DN 160 | 90
| Ducting plate external air kit | AHRD0614II | Ducto Multi Thin | FNC+ THIN 1000 | Plate for ducting Plenum kit for outdoor air connection with damper. Male connections, DN 160 | 110
| Ducting plate external air kit | AHRD0615II | Ducto Multi Thin | FNC+ THIN 1200 | Ducting plate Plenum kit for outdoor air connection with damper. Male connections, DN 160 | 130
| Ducting plate external air kit | AHRD0652II | Ducto Multi | FNC+ 600 | Ducting plate Plenum kit for outdoor air connection with damper. Male connections, DN 160 | 70
| Ducting plate external air kit | AHRD0653II | Ducto Multi | FNC+ 800 | Ducting plate Plenum kit for outdoor air connection with damper. Male connections, DN 160 | 90
| Ducting plate external air kit | AHRD0654II | Ducto Multi | FNC+ 1000 | Ducting plate Plenum kit for outdoor air connection with damper. Male connections, DN 160 | 110
| Ducting plate external air kit | AHRD0655II | Ducto Multi | FNC+ 1200 | Ducting plate Plenum kit for outdoor air connection with damper. Male connections, DN 160 | 130
| 90° Plenum for external air kit | AHRD0617II | Ducto Multi Thin | FNC+ THIN 600 | 90° Plenum for outdoor air kit with damper | 100
| 90° Plenum for external air kit | AHRD0618II | Ducto Multi Thin | FNC+ THIN 800 | 90° Plenum for outdoor air kit with damper | 120
| 90° Plenum for external air kit | AHRD0619II | Ducto Multi Thin | FNC+ THIN 1000 | 90° Plenum for outdoor air kit with damper | 140
| 90° Plenum for external air kit | AHRD0620II | Ducto Multi Thin | FNC+ THIN 1200 | 90° Plenum for outdoor air kit with damper | 160
| 90° Plenum for external air kit | AHRD0657II | Ducto Multi | FNC+ 600 | 90° Plenum for outdoor air kit with damper | 110
| 90° Plenum for external air kit | AHRD0658II | Ducto Multi | FNC+ 800 | 90° Plenum for outdoor air kit with damper | 120
| 90° Plenum for external air kit | AHRD0659II | Ducto Multi | FNC+ 1000 | 90° Plenum for outdoor air kit with damper | 140
| 90° Plenum for external air kit | AHRD0660II | Ducto Multi | FNC+ 1200 | 90° Plenum for outdoor air kit with damper | 170
| Telescopic kit for external air kit | AHRD0622II | Ducto Multi Thin | FNC+ THIN 600 | Telescoping kit for outdoor air kit with damper | 160
| Telescopic kit for external air kit | AHRD0623II | Ducto Multi Thin | FNC+ THIN 800 | Telescoping kit for outdoor air kit with damper | 190
| Telescopic kit for external air kit | AHRD0624II | Ducto Multi Thin | FNC+ THIN 1000 | Telescoping kit for outdoor air kit with damper | 210
| Telescopic kit for external air kit | AHRD0625II | Ducto Multi Thin | FNC+ THIN 1200 | Telescoping kit for outdoor air kit with damper | 220
| Telescopic kit for external air kit | AHRD0662II | Ducto Multi | FNC+ 600 | Telescoping kit for outdoor air kit with damper | 170
| Telescopic kit for external air kit | AHRD0663II | Ducto Multi | FNC+ 800 | Telescoping kit for outdoor air kit with damper | 200
| Telescopic kit for external air kit | AHRD0664II | Ducto Multi | FNC+ 1000 | Telescoping kit for outdoor air kit with damper | 220
| Telescopic kit for external air kit | AHRD0665II | Ducto Multi | FNC+ 1200 | Telescoping kit for outdoor air kit with damper | 230
| Grilles for telescopic outdoor air kit | AHRD0627II | Ducto Multi Thin | FNC+ THIN 600 | Grille for telescopic kit for outdoor air kit with damper | 190
| Grilles for telescopic outdoor air kit | AHRD0628II | Ducto Multi Thin | FNC+ THIN 800 | Grille for telescopic kit for outdoor air kit with damper | 210
| Grilles for telescopic outdoor air kit | AHRD0629II | Ducto Multi Thin | FNC+ THIN 1000 | Grille for telescopic kit for outdoor air kit with damper | 230
| Grilles for telescopic outdoor air kit | AHRD0630II | Ducto Multi Thin | FNC+ THIN 1200 | Grille for telescopic kit for outdoor air kit with damper | 260
| Grilles for telescopic outdoor air kit | AHRD0667II | Ducto Multi | FNC+ 600 | Grille for telescopic kit for outdoor air kit with damper | 200
| Grilles for telescopic outdoor air kit | AHRD0668II | Ducto Multi | FNC+ 800 | Grille for telescopic kit for outdoor air kit with damper | 220
| Grilles for telescopic outdoor air kit | AHRD0669II | Ducto Multi | FNC+ 1000 | Grille for telescopic kit for outdoor air kit with damper | 240
| Grilles for telescopic outdoor air kit | AHRD0670II | Ducto Multi | FNC+ 1200 | Grille for telescopic kit for outdoor air kit with damper | 270
| Hydraulic units and fittings | AI1157II | Ducto Ducto Thin | All | Pressure independent regulating valve DN 15, 290 L/h | 200 | NEW
| Hydraulic units and fittings | AI1158II | Ducto Ducto Thin | All | Pressure independent regulating valveDN 15, 420 L/h | 200 | NEW
| Hydraulic units and fittings | AI1159II | Ducto Ducto Thin | All | Pressure independent regulating valve DN 20, 980 L/h | 250 | NEW
| Hydraulic units and fittings | AI1160II | Ducto Ducto Thin | All | Pressure-independent flow rate limiting valv DN 15, 290 L/h | 110 | NEW
| Hydraulic units and fittings | AI1161II | Ducto Ducto Thin | All | Pressure-independent flow rate limiting valv DN 15, 470 L/h | 110 | NEW
| Hydraulic units and fittings | AI1162II | Ducto Ducto Thin | All | Pressure-independent flow rate limiting valv DN 15, 650 L/h | 110 | NEW
| Hydraulic units and fittings | AI1163II | Ducto Ducto Thin | All | Pressure-independent flow rate limiting valv DN 15, 940 L/h | 110 | NEW
| Hydraulic units and fittings | AI1164II | Ducto Ducto Thin | All | Pressure-independent flow rate limiting valv DN 15, 1300 L/h | 110 | NEW
| Hydraulic units and fittings | AI1165II | Ducto Ducto Thin | All | Pressure-independent flow rate limiting valve DN 20, 1200 L/h | 130 | NEW
| Hydraulic units and fittings | AI1166II | Ducto Ducto Thin | All | Pressure-independent flow limiting valve DN 20, 1500 L/h | 130 | NEW
| Hydraulic units and fittings | AI1170II | Ducto Ducto Thin | All | 6-way valve systems 4 pipes DN 15 | 225 | NEW
| Hydraulic units and fittings | AI1171II | Ducto Ducto Thin | All | Actuator 6-way systems 4 pipes DN 15, for 6-way valves and pressure valves independent | 145 | NEW
| Hydraulic units and fittings | I20205II | Ducto Multi Ducto Multi Thin | All | Manual 2-way valve unit | 75
| Hydraulic units and fittings | V20139II | Ducto Multi Ducto Multi Thin | All | 2-way valve unit (inlet valve and lockshield) with thermoelectric motor | 160
| Hydraulic units and fittings | V30361II | Ducto Multi Ducto Multi Thin | All | 3-way diverter valve unit with thermoelectric motor (complete with 3-way inlet valve and lockshield) | 195
| Outlet grill | AHRA0709II | Ducto Multi Ducto Multi Thin | All | Aluminium outlet grill with double row of adjustable flaps. Dimensions: 450x225 mm | 180
| Intake grill | AHRA0710II | Ducto Multi Ducto Multi Thin | All | Aluminium intake grill with removable filter. Dimensions: 450x225 mm | 180
| Universal steel plenum | AHRA0708II | Ducto Multi Ducto Multi Thin | All | Insulated plenum for supply/return with 2 DN 160 inlets, No. 1 DN160 mm plug and grid connection. Dimensions:420x200x200 mm. Male connections | 120
| Alufonic insulated hose | SCE316010II | Ducto Multi Ducto Multi Thin | All | DN 160 flexible duct with aluminum/polyester/aluminum wall complete with: helical helix of harmonic steel wire, polyester fiber heat-insulating coating (25 mm thick, 16 kg/m³) to prevent dispersion of microfibers, and aluminized film outer protection (flame retardant). Operating temperature: -30/+140°C. Bending radius: min. 800 mm. Supplied in 10 m coils, price per coil. | 200