## BUTLER
BUTLER CONTROLLER FOR INNOVA AND 3RD PART DEVICE NETWORKS
| Product Name | Code | Type | Description |  | Price list 2026
| BUTLER PRO | ESW737II | BUTLER PRO | Web Server for system control and remote management. Control unit without display to be installed in the electrical cabinet |  | 1000
| BUTLER TOUCH | ESW738II | BUTLER TOUCH | Complete system control unit,with integrated 10" display |  | 1500 | NEW
Accessories
| Accessory Type | Code | Related products | Related configurations | Description | Price
| On-board control (FÄRNA) | ECA044II | Butler | All | M7 on-board electronic control with continuous modulation thermostat | 220
| On-board control (>OSMO<) | ECA844II | Butler | All | M7 on-board electronic control with continuous modulation thermostat | 220
| On-board control (WLHP) | ECA944II | Butler | All | M7 on-board electronic control with continuous modulation thermostat | 220
| M7 series controls (VMC) | EEB732II | Butler | All | Electronic LED control panel with touch interface, wall-mounted installation, complete with thermostat and room temperature and relative humidity sensor. Cable connection. Dimensions (WxHxD): 117x80x5 mm. Color: white. | 170
| M7 series controls (VMC) | EEB733II | Butler | All | Electronic LED control panel with touch interface, wall-mounted installation, complete with thermostat and room temperature and relative humidity sensor. Cable connection. Dimensions (WxHxD): 117x80x5 mm. Color: white. | 170
| M7 series controls | EEB749II | Butler | All | Electronic LED control panel with touch interface, wall-mounted, complete with thermostat and room temperature and relative humidity sensor. Cable connection. Dimensions (WxHxD): 117x80x5 mm. Color: white. | 170
| Smart touch series controls (Fancoil) | EEA649II | Butler | All | SMART TOUCH wall-mounted control panel with thermostat and room temperature and relative humidity sensor. Black color. | 160
| Smart touch series controls (Fancoil) | EEB649II | Butler | All | SMART TOUCH wall-mounted control panel with thermostat and room temperature and relative humidity sensor. White color. | 160
| Modules | EG1028II | Butler | All | MZS, Single zone module. Electronic control board for external terminals (e.g., radiant panel valves or radiators). For connection to wall-mounted controls EEA649II/EEB649II/EEB749II/EFB749II. | 90
| Pre-installation box | L01063II | Butler | BUTLER TOUCH | Pre-installation box - full aligned with the wall | 80
| Energy Monitor | EP0642II | Butler | All | Energy monitor for monophase heat pumps. EMM installation on 35 mm DIN rail - 2 DIN modules | 180
| Energy Monitor | EP0643II | Butler | All | Energy monitor for tri-phase heat pumps. EMT installation on 35 mm DIN rail - 4 DIN modules | 350

## GAMMA ..2.0
AIR/AIR HEAT PUMP WITHOUT EXTERNAL UNIT, GAS R32 AND R290 (Mini 9HP version) ..2.0
| Product Name | Code | Type | Description |  | Price list 2026
| ..2.0 | C010010116 | ..2.0 09 HP DC INVERTER - MINI | Heat pump without outdoor unit, exchange with the outside via 2 wall holes, diameter 162 mm. Complete with: finned heat exchangers, DC Inverter compressor, condensate return system with summer evaporation, EC fan on the outside and DC Brushless fan on the inside, Wi-Fi connectivity, R290 gas. |  | 2550
| ..2.0 | C010000145 | ..2.0 09 HP DC INVERTER - MINI FREDDO FREDDO | Heat pump without outdoor unit, exchange with the outside via 2 wall holes with a diameter of 162 mm. Complete with: finned heat exchangers, DC Inverter compressor, condensate return system with summer evaporation, EC fan on the outside and DC Brushless fan on the inside, Wi-Fi connectivity, R291 gas. Operates in cooling mode at +8 °C indoors and -15 °C outdoors. |  | 2600 | NEW
| ..2.0 | C010010134 | ..2.0 - 10 HP DC INVERTER | Heat pump without outdoor unit, exchange with the outside via 2 wall holes, diameter 162 mm. Complete with: finned heat exchangers, DC Inverter compressor, condensate return system with summer evaporation, EC fan on the outside and DC Brushless fan on the inside, Wi-Fi connectivity, R32 gas. |  | 2550
| ..2.0 | C010010135 | ..2.0 - 12 HP DC INVERTER | Heat pump without outdoor unit, exchange with the outside via 2 wall holes, diameter 162 mm. Complete with: finned heat exchangers, DC Inverter compressor, condensate return system with summer evaporation, EC fan on the outside and DC Brushless fan on the inside, Wi-Fi connectivity, R32 gas. |  | 2750
| ..2.0 | C010010123 | ..2.0 15 HP DC INVERTER - MAXI | Heat pump without outdoor unit, exchange with the outside via 2 wall holes, diameter 202 mm. Complete with: finned heat exchangers, DC Inverter compressor, condensate return system with summer evaporation, EC fan on the outside and DC Brushless fan on the inside, Wi-Fi connectivity, R32 gas. |  | 2950
ELEC 2 kW version
| ..2.0 ELEC 2 kW | C010010129 | ..2.0 ELEC 2 kW- 12 HP DC INVERTER | Heat pump without outdoor unit with 2 kW backup electric heater, heat exchange with the outside through 2 wall holes with a diameter of 162 mm. Complete with: finned heat exchangers, DC Inverter compressor, condensate return system with summer evaporation, EC fan on the outside and DC Brushless fan on the inside, Wi-Fi connectivity, R32 gas. |  | 2950
| ..2.0 ELEC 2 kW | C010010130 | ..2.0 ELEC 2 kW - 15 HP DC INVERTER | Heat pump without outdoor unit with 2 kW backup electric heater, heat exchange with the outside through 2 wall holes with a diameter of 202 mm. Complete with: finned heat exchangers, DC Inverter compressor, condensate return system with summer evaporation, EC fan on the outside and DC Brushless fan on the inside, Wi-Fi connectivity, R32 gas. |  | 3200
| ..2.0 AMERICA | C010010132 | ..2.0 ELEC 2 kW - 18 HP AMERICA | Heat pump without outdoor unit with 2 kW backup electric heater, heat exchange with the outside through 2 wall holes, diameter 202 mm, with fixed grille. R32 gas. |  | 3300
The appliance is supplied as standard with the heating element set to 0.9 kW. It is possible to set the heating element to 1.8 kW or to deactivate it during installation.
Accessories
| Accessory Type | Code | Related products | Related configurations | Description | Price
| Wall control commands M7 | EEB749II | ..2.0, ..2.0 ELEC 2 kW, ..2.0 AMERICA | Tutte | Electronic LED control panel with touch interface, wall-mounted, complete with thermostat and room temperature and relative humidity sensor. Cable connection. Color: white. | 170
| Wall control commands M8 | EFB749II | ..2.0, ..2.0 ELEC 2 kW, ..2.0 AMERICA | Tutte | Electronic LED control panel with touch interface, wall-mounted, complete with thermostat and room temperature and relative humidity sensor with integrated Wi-Fi module, new app. Cable connection. White color. | 200
| Flush-mounted box for masonry | N000557A | ..2.0, ..2.0 ELEC 2 kW, ..2.0 AMERICA | Tutte | Flush-mounted box for masonry | 3
| flush-mounted box for drywall | N000558A | ..2.0, ..2.0 ELEC 2 kW, ..2.0 AMERICA | Tutte | Flush-mounted box for drywall | 3
| 3.0 ZOFF | C060000143 | ..2.0, ..2.0 ELEC 2 kW, ..2.0 AMERICA | 2.0 - 12 HP DC INVERTER ..2.0 - 10 HP DC INVERTER ..2.0 09 HP DC INVERTER - MINI ..2.0 09 HP DC INVERTER - MINI FREDDO FREDDO ..2.0 15 HP DC INVERTER - MAXI ..2.0 ELEC 2 kW - 12 HP DC INVERTER ..2.0 ELEC 2 kW - 15 HP DC INVERTER ..2.0 ELEC 2 kW - 18 HP AMERICA | Condensate water atomization kit, consisting of plastic tray, solenoid pump with support, pump activation and deactivation float, alarm float, metal mesh filter, heated pipe, and heated brass nozzle. | 450 | NEW
| Cosmetic cover kit | GB1134II | ..2.0, ..2.0 ELEC 2 kW, ..2.0 AMERICA | ..2.0 - 12 HP DC INVERTER ..2.0 - 10 HP DC INVERTER ..2.0 15 HP DC INVERTER - MAXI ..2.0 ELEC 2 kW - 12 HP DC INVERTER ..2.0 ELEC 2 kW - 15 HP DC INVERTER ..2.0 ELEC 2 kW - 18 HP AMERICA | Lower aesthetic cover kit, consisting of a painted sheet metal panel, in combination with the misting kit (mandatory combination). | 50 | NEW
| Cosmetic cover kit | GB1135II | ..2.0 MINI | ..2.0 09 HP DC INVERTER - MINI ..2.0 09 HP DC INVERTER - MINI FREDDO FREDDO | Lower aesthetic cover kit, consisting of a painted sheet metal panel, in combination with the misting kit (mandatory combination). | 50 | NEW
| ERV module | C13000105 | ..2.0, ..2.0 ELEC 2 kW, ..2.0 AMERICA | ..2.0 - 12 HP DC INVERTER ..2.0 - 10 HP DC INVERTER ..2.0 15 HP DC INVERTER - MAXI ..2.0 ELEC 2 kW - 12 HP DC INVERTER ..2.0 ELEC 2 kW - 15 HP DC INVERTER ..2.0 ELEC 2 kW - 18 HP AMERICA | Wall-mounted ERV module adds fresh air and heat recovery to the unit. Uses the same intake and exhaust holes as the unit. Complete with extended side panels included. | 1200 | NEW
| Cover kit | GB0744II | ..2.0, ..2.0 ELEC 2 kW, ..2.0 AMERICA | ..2.0 - 12 HP DC INVERTER ..2.0 - 10 HP DC INVERTER ..2.0 15 HP DC INVERTER - MAXI ..2.0 ELEC 2 kW - 12 HP DC INVERTER ..2.0 ELEC 2 kW - 15 HP DC INVERTER ..2.0 ELEC 2 kW - 18 HP AMERICA | Bottom cover kit | 90 | NEW
| Heated condensate drain pipe | GB1120II | ..2.0, ..2.0 ELEC 2 kW, ..2.0 AMERICA | ..2.0 - 12 HP DC INVERTER ..2.0 - 10 HP DC INVERTER ..2.0 09 HP DC INVERTER - MINI ..2.0 09 HP DC INVERTER - MINI FREDDO FREDDO ..2.0 15 HP DC INVERTER - MAXI ..2.0 ELEC 2 kW - 12 HP DC INVERTER ..2.0 ELEC 2 kW - 15 HP DC INVERTER ..2.0 ELEC 2 kW - 18 HP AMERICA | Resistance kit for condensate drain pipe | 45 | NEW
| Pre-installation kit | GB1140II | ..2.0 AMERICA | ..2.0 ELEC 2 kW - 18 HP AMERICA | Kit consisting of: template, DN 200 external grilles, wall mounting bracket, pipes for holes, screws, and anchors | 100 | NEW
| Pre-installation kit | GB1141II | ..2.0, ..2.0 ELEC 2 Kw | ..2.0 - 12 HP DC INVERTER ..2.0 - 10 HP DC INVERTER ..2.0 ELEC 2 kW - 12 HP DC INVERTER | Kit consisting of: template, DN 160 external grilles, wall mounting bracket, pipes for holes, screws, and anchors | 100 | NEW
| Pre-installation kit | GB1142II | ..2.0 | ..2.0 15 HP DC INVERTER - MAXI ..2.0 ELEC 2 kW - 15 HP DC INVERTER | Kit consisting of: template, DN 160 external grilles, wall mounting bracket, pipes for holes, screws, and anchors | 100 | NEW
| Pre-installation kit | GB1150II | ..2.0 MINI | ..2.0 09 HP DC INVERTER - MINI ..2.0 09 HP DC INVERTER - MINI FREDDO FREDDO | Kit consisting of: template, DN 160 external grilles, wall mounting bracket, pipes for holes, screws, and anchors | 100 | NEW
| Lower cover kit | GB0737II | ..2.0, ..2.0 ELEC 2 kW, ..2.0 AMERICA | ..2.0 - 12 HP DC INVERTER ..2.0 - 10 HP DC INVERTER ..2.0 15 HP DC INVERTER - MAXI ..2.0 ELEC 2 kW - 18 HP AMERICA ..2.0 ELEC 2 kW - 12 HP DC INVERTER ..2.0 ELEC 2 kW - 15 HP DC INVERTER | Lower side cover aesthetic kit | 80
| Lower cover kit | GB1105II | ..2.0 | ..2.0 09 HP DC INVERTER - MINI ..2.0 09 HP DC INVERTER - MINI FREDDO FREDDO | Lower side cover aesthetic kit | 80
| Grills and other accessories | GB0758II | ..2.0, ..2.0 ELEC 2 kW | ..2.0 - 12 HP DC INVERTER ..2.0 - 10 HP DC INVERTER ..2.0 09 HP DC INVERTER - MINI ..2.0 09 HP DC INVERTER - MINI FREDDO FREDDO ..2.0 ELEC 2 kW - 12 HP DC INVERTER | Rectangular MonoGrid DN 160 | 60 | NEW
| Grills and other accessories | GB0759II | ..2.0, ..2.0 ELEC 2 kW | ..2.0 15 HP DC INVERTER - MAXI ..2.0 ELEC 2 kW - 15 HP DC INVERTER | Rectangular MonoGrid DN 200 | 70 | NEW
| Grills and other accessories | GB0760II | ..2.0, ..2.0 ELEC 2 kW | ..2.0 - 12 HP DC INVERTER ..2.0 - 10 HP DC INVERTER ..2.0 09 HP DC INVERTER - MINI ..2.0 09 HP DC INVERTER - MINI FREDDO FREDDO ..2.0 ELEC 2 kW - 12 HP DC INVERTER | Rain protection DN 160 | 25 | NEW
| Grills and other accessories | GB0761II | ..2.0, ..2.0 ELEC 2 kW | ..2.0 15 HP DC INVERTER - MAXI ..2.0 ELEC 2 kW - 15 HP DC INVERTER | Rain protection DN 200 | 35 | NEW
| Grills and other accessories | GB1143II | ..2.0, ..2.0 ELEC 2 kW | ..2.0 - 12 HP DC INVERTER ..2.0 - 10 HP DC INVERTER ..2.0 09 HP DC INVERTER - MINI ..2.0 09 HP DC INVERTER - MINI FREDDO FREDDO | Folding grids | 60 | NEW
| Grills and other accessories | GB1144II | ..2.0, ..2.0 ELEC 2 kW | ..2.0 15 HP DC INVERTER - MAXI | Folding grids | 70 | NEW
| Installation kit for glass walls | GB0740II | ..2.0 ELEC 2 kW, ..2.0 | ..2.0 - 12 HP DC INVERTER ..2.0 - 10 HP DC INVERTER ..2.0 ELEC 2 kW - 12 HP DC INVERTER | Kit for installation on glass walls. Consisting of: an aesthetic back panel, two floor mounting brackets, a bracket cover base, screws, and mounting nuts. | 250
| DX recessed formwork | L00773II | ..2.0 ELEC 2 kW, ..2.0 | ..2.0 - 12 HP DC INVERTER ..2.0 - 10 HP DC INVERTER ..2.0 ELEC 2 kW - 12 HP DC INVERTER | Flush-mounted box for corner installation with right-hand outlet, depth: 165 mm | 980
| SX recessed formwork | L00774II | ..2.0 ELEC 2 kW, ..2.0 | ..2.0 - 12 HP DC INVERTER ..2.0 - 10 HP DC INVERTER ..2.0 ELEC 2 kW - 12 HP DC INVERTER | Flush-mounted box for corner installation with left-hand outlet, depth: 165 mm | 980
| DX recessed formwork | L01074II | ..2.0 | ..2.0 15 HP DC INVERTER - MAXI | Flush-mounted box for corner installation with right-hand outlet. | 980 | NEW
| SX recessed formwork | L01075II | ..2.0 | ..2.0 15 HP DC INVERTER - MAXI | Flush-mounted box for corner installation with left-hand outlet. | 980 | NEW
| Soundproofing kit | GB1145II | ..2.0, ..2.0 ELEC 2 kW | ..2.0 - 12 HP DC INVERTER ..2.0 - 10 HP DC INVERTER ..2.0 09 HP DC INVERTER - MINI ..2.0 09 HP DC INVERTER - MINI FREDDO FREDDO ..2.0 15 HP DC INVERTER - MAXI ..2.0 ELEC 2 kW - 12 HP DC INVERTER ..2.0 ELEC 2 kW - 15 HP DC INVERTER | Soundproofing kit for 202 mm holes | 30 | NEW
| Remote control | GB1146II | ..2.0, ..2.0 ELEC 2 kW, ..2.0 AMERICA | ..2.0 - 12 HP DC INVERTER ..2.0 - 10 HP DC INVERTER ..2.0 09 HP DC INVERTER - MINI ..2.0 09 HP DC INVERTER - MINI FREDDO FREDDO ..2.0 15 HP DC INVERTER - MAXI ..2.0 ELEC 2 kW - 12 HP DC INVERTER ..2.0 ELEC 2 kW - 15 HP DC INVERTER ..2.0 ELEC 2 kW - 18 HP AMERICA | Replacement infrared remote control | 40 | NEW
AIR/AIR HEAT PUMP WITHOUT EXTERNAL UNIT, VERTICAL VERSION
..2.0 VERTICALE
| Product Name | Code | Type | Description
| ..2.0 Verticale | C020000135 | ..2.0 Verticale 12 HP | Monobloc air conditioner without outdoor unit for vertical installation. Heat exchange with the outside through two wall holes with a diameter of 202 mm. |  | 3200 | NEW
| ..2.0 Verticale | C020000123 | ..2.0 Verticale 15 HP | Monobloc air conditioner without outdoor unit for vertical installation. Heat exchange with the outside through two wall holes with a diameter of 202 mm. |  | 3400 | NEW
| ..2.0 Verticale | C020000130 | ..2.0 Verticale ELEC 15 HP | Vertical installation monobloc air conditioner without external unit, with 1 kW backup electric heater. Heat exchange with the outside via two wall holes, diameter 202 mm. With R32 refrigerant. |  | 3500 | NEW
Accessories
| Accessory Type | Code | Related products | Related configurations | Description | Price
| Wall control commands M7 | EEB749II | ..2.0 Verticale | All | Electronic LED control panel with touch interface, wall-mounted, complete with thermostat and room temperature and relative humidity sensor. Cable connection. Color: white. | 170
| Wall control commands M8 | EFB749II | ..2.0 Verticale | All | Electronic LED control panel with touch interface, wall-mounted installation complete with thermostat and room temperature and relative humidity sensor with integrated Wi-Fi module, new app. Cable connection. White color. | 200
| Flush-mounted box for masonry | N000557A | ..2.0 Verticale | All | Flush-mounted box for masonry | 3
| Flush-mounted box for drywall | N000558A | ..2.0 Verticale | All | Flush-mounted box for drywall | 3
| Folding grids | GB1144II | ..2.0 Verticale | All | Folding grids | 70 | NEW
| Grills and other accessories | GB0761II | ..2.0 Verticale | All | Rain protection DN 200 | 35 | NEW
| 3.0 ZOFF | C060000143 | ..2.0 Verticale | All | Condensate water atomization kit, consisting of plastic tray, solenoid pump with support, pump activation and deactivation float, alarm float, metal mesh filter, heated pipe, and heated brass nozzle. | 450 | NEW
| Cosmetic cover kit | GB1155II | ..2.0 Verticale | All | Lower aesthetic cover kit, consisting of a painted sheet metal panel, in combination with the ZOFF 3.0 misting kit (mandatory combination). | 50 | NEW
| Heated condensate drain pipe | GB1120II | ..2.0 Verticale | All | Resistance kit for condensate drain pipe | 45 | NEW
AIR / AIR HEAT PUMP WITHOUT EXTERNAL UNIT
..2.0 CEILING
| Product Name | Code | Type | Description
| ..2.0 CEILING | C03000018P | ..2.0 CEILING 12 HP | Heat pump without horizontal outdoor unit. |  | 3650
| ..2.0 CEILING | C03000018N | ..2.0 CEILING ELEC 12 HP | Heat pump without horizontal outdoor unit. |  | 4000
The appliance is supplied as standard with a heating element set to 0.9 kW. The heating element can be set to 1.8 kW during installation.
Accessories
| Accessory Type | Code | Related products | Related configurations | Description
| Wall control commands M7 | EEB749II | ..2.0 Ceiling | Tutte | Electronic LED control panel with touch interface, wall-mounted, complete with thermostat and room temperature and relative humidity sensor. Cable connection. Color: white. | 170
| Wall control commands M8 | EFB749II | ..2.0 Ceiling | Tutte | Electronic LED control panel with touch interface, wall-mounted installation complete with thermostat and room temperature and relative humidity sensor with integrated Wi-Fi module, new app. Cable connection. White color. | 200
| Flush-mounted box for masonry | N000557A | ..2.0 Ceiling | Tutte | Flush-mounted box for masonry | 3
| Flush-mounted box for drywall | N000558A | ..2.0 Ceiling | Tutte | Flush-mounted box for drywall | 3

## >OSMO<
FANCOILS >OSMO<
| Product Name | Code | Type | Description |  | Price list 2026
>OSMO< SL
Vertical installation with hydraulic connections on the left
| >OSMO< SL | F220000001 | SL 200 | Fan coil unit with exposed metal cabinet. Vertical wall installation (119 mm), with left plumbing connections (right on request). |  | 600
| >OSMO< SL | F220000003 | SL 400 | Fan coil unit with exposed metal cabinet. Vertical wall installation (119 mm), with left plumbing connections (right on request). |  | 660
| >OSMO< SL | F220000002 | SL 600 | Fan coil unit with exposed metal cabinet. Vertical wall installation (119 mm), with left plumbing connections (right on request). |  | 770
| >OSMO< SL | F220000256 | SL 800 | Fan coil unit with exposed metal cabinet. Vertical wall installation (119 mm), with left plumbing connections (right on request). |  | 910
| >OSMO< SL | F220000303 | SL 1000 | Fan coil unit with exposed metal cabinet. Vertical wall installation (119 mm), with left plumbing connections (right on request). |  | 1000
Horizontal installation with hydraulic connections on the left
| >OSMO< SL | F220000104 | SL 200 | Fan coil unit with exposed metal cabinet. Horizontal ceiling installation (129 mm) with left hydraulic connections (right on request). Condensate drip pan included (factory installation). |  | 660
| >OSMO< SL | F220000145 | SL 400 | Fan coil unit with exposed metal cabinet. Horizontal ceiling installation (129 mm) with left hydraulic connections (right on request). Condensate drip pan included (factory installation). |  | 720
| >OSMO< SL | F220000195 | SL 600 | Fan coil unit with exposed metal cabinet. Horizontal ceiling installation (129 mm) with left hydraulic connections (right on request). Condensate drip pan included (factory installation). |  | 840
| >OSMO< SL | F220000245 | SL 800 | Fan coil unit with exposed metal cabinet. Horizontal ceiling installation (129 mm) with left hydraulic connections (right on request). Condensate drip pan included (factory installation). |  | 1000
| >OSMO< SL | F220000288 | SL 1000 | Fan coil unit with exposed metal cabinet. Horizontal ceiling installation (129 mm) with left hydraulic connections (right on request). Condensate drip pan included (factory installation). |  | 1100
>OSMO< RS
Vertical, wall-mounted installation (129 mm) with left-handed plumbing connections
| >OSMO< RS | F230000001 | RS 200 | Fan coil unit with exposed metal cabinet and radiant effect. Vertical wall installation (129 mm), with left plumbing connections (right on request) |  | 840
| >OSMO< RS | F230000003 | RS 400 | Fan coil unit with exposed metal cabinet and radiant effect. Vertical wall installation (129 mm), with left plumbing connections (right on request) |  | 960
| >OSMO< RS | F230000002 | RS 600 | Fan coil unit with exposed metal cabinet and radiant effect. Vertical wall installation (129 mm), with left plumbing connections (right on request) |  | 1070
| >OSMO< RS | F230000256 | RS 800 | Fan coil unit with exposed metal cabinet and radiant effect. Vertical wall installation (129 mm), with left plumbing connections (right on request) |  | 1260
| >OSMO< RS | F230000303 | RS 1000 | Fan coil unit with exposed metal cabinet and radiant effect. Vertical wall installation (129 mm), with left plumbing connections (right on request) |  | 1400
Accessories
| Accessory Type | Code | Related products | Related configurations | Description | Price
| Electronic board M7 | ESE845II | >OSMO< | All | Electronic board on board the machine with continuous modulation. For connection to wall-mounted controls M7 | 170
| Electronic board M7 | ESE846II | >OSMO< | All | On-board electronic board with continuous modulation. For connection to M7 wall-mounted controls with Bluetooth. | 200
| M7 wall control | EEB749II | >OSMO< | All | Electronic LED control panel with touch interface, wall-mounted, complete with thermostat and room temperature and relative humidity sensor. Cable connection. White color. | 170
| M7 wall control | EFB749II | >OSMO< | All | Electronic LED control panel with touch interface, wall-mounted, complete with thermostat and room temperature and relative humidity sensor with integrated Wi-Fi module, new app. Cable connection. White color. | 200
| M7 wall control | EGB749II | >OSMO< | All | Electronic LED control panel with touch interface, wall-mounted, complete with thermostat and room temperature and relative humidity sensor. Bluetooth connection. White color. | 220
| Flush-mounted box for masonry | N000557A | >OSMO< | All | Flush-mounted box for masonry | 3
| Flush-mounted box for drywall | N000558A | >OSMO< | All | Flush-mounted box for drywall | 3
| M7 machine controls | ECA844II | >OSMO< | All | M7 electronic control unit on board the machine with continuously modulating thermostat. | 220
| M7 machine controls | EWA844II | >OSMO< | All | M7 electronic control unit on board the machine with continuously modulating thermostat and integrated Wi-Fi module. | 240
| Electronic cards | B10842II | >OSMO< | All | On-board electronic card for control from systems with 0-10 V analog output | 120
| Electronic cards | B4V842II | >OSMO< | All | On-board electronic board for connection to 3-speed wall-mounted electromechanical thermostats. | 120
| Commands | B3V151II | >OSMO< | All | Wall-mounted control with thermostat, summer/winter selector, and speed selector. | 180
| Motor connection cable for moving hydraulic attachments | BB0646II | >OSMO< | All | Hydraulic connection reversal kit. | 40
| Aesthetic backrest | LC1110II | >OSMO< | SL 200 - RS 200 | Rear aesthetic panel kit | 150
| Aesthetic backrest | LC1111II | >OSMO< | SL 400 - RS 400 | Rear aesthetic panel kit | 160
| Aesthetic backrest | LC1112II | >OSMO< | SL 600 - RS 600 | Rear aesthetic panel kit | 180
| Aesthetic backrest | LC1113II | >OSMO< | SL 800 - RS 800 | Rear aesthetic panel kit | 190
| Aesthetic backrest | LC1114II | >OSMO< | SL 1000 - RS 1000 | Rear aesthetic panel kit | 200
| Aesthetic feet | LC0158II | >OSMO< | All | Feet for floor pipe covers. | 60
| Feet for fixing to the floor | LC0606II | >OSMO< | All | Feet for anchoring the unit to the floor. | 100
| Hydraulic units and fittings | I20205II | >OSMO< | All | Manual 2-way valve assembly. | 80
| Hydraulic units and fittings | V20139II | >OSMO< | All | 2-way valve assembly (inlet valve and locking device) with thermoelectric motor. | 160
| Hydraulic units and fittings | V30720II | >OSMO< | All | 3-way diverter valve assembly with thermoelectric motor (complete with three-way inlet valve and detent). | 200
| Hydraulic units and fittings | AI0200II | >OSMO< | All | Pair of adapters 3/4 Eurokonus male > 1/2 female | 30
| Hydraulic units and fittings | AI0201II | >OSMO< | All | Pair of adapters 3/4 Eurokonus male > 3/4 female | 30
| Hydraulic units and fittings | AI0203II | >OSMO< | All | Eurokonus 90° L-shaped connector | 30
| Hydraulic units and fittings | AI0612II | >OSMO< | All | Pair of adapters for flat gasket. | 20
| Hydraulic units and fittings | AI1157II | >OSMO< | All | Independent pressure control valve DN 15, 290 L/h | 200
| Hydraulic units and fittings | AI1158II | >OSMO< | All | Independent pressure control valve DN 15, 420 L/h | 200
| Hydraulic units and fittings | AI1159II | >OSMO< | All | Independent pressure control valve DN 20, 980 L/h | 250
| Hydraulic units and fittings | AI1160II | >OSMO< | All | Pressure-independent flow control valve DN 15, 290 L/h | 110
| Hydraulic units and fittings | AI1161II | >OSMO< | All | Pressure-independent flow control valve DN 15, 470 L/h | 110
| Hydraulic units and fittings | AI1162II | >OSMO< | All | Pressure-independent flow control valve DN 15, 650 L/h | 110
| Hydraulic units and fittings | AI1170II | >OSMO< | All | 6-way valve for 4-pipe systems DN 15 | 230
| Hydraulic units and fittings | AI1171II | >OSMO< | All | 6-way actuator for 4-pipe systems DN 15, for 6-way valves and pressure valves independent | 150
NB: >OSMO< in versions with wall-mounted controls can also use Smart Touch controls. See page for electronic fan coil controls.

## FÄRNA
FANCOILS FÄRNA
| Product Name | Code | Type | Description |  | Price list 2026
| FÄRNA | F240001073 | SMALL | Visible DC Inverter fan coil unit. Vertical installation. Hydraulic connections on the left ONLY. Remote control supplied as standard (only for versions with on-board control) |  | 660
| FÄRNA | F240001053 | BIG | Visible DC Inverter fan coil unit. Vertical installation. Hydraulic connections on the left ONLY. Remote control supplied as standard (only for versions with on-board control) |  | 860
Accessories
| Accessory Type | Code | Related products | Related configurations | Description | Price
| Scheda elettronica M7 | ESE045II | FÄRNA | All | Electronic board on board the machine with continuous modulation. For connection to M7 wall control commands. | 170
| Scheda elettronica M7 | ESE046II | FÄRNA | All | Electronic board on board the machine with continuous modulation. For connection to M7 wall control commands with Bluetooth. | 200
| Comandi per controllo a muro M7 | EEB749II | FÄRNA | All | Electronic LED control panel with touch interface, wall-mounted, complete with thermostat and room temperature and relative humidity sensor. Cable connection. Color: white | 170
| Wall control commands M7 | EFB749II | FÄRNA | All | Electronic LED control panel with touch interface, wall-mounted installation complete with thermostat and room temperature and relative humidity sensor with integrated Wi-Fi module, new app. Cable connection. White color. | 200
| Wall control commands M7 | EGB749II | FÄRNA | All | Electronic LED control panel with touch interface, wall-mounted, complete with thermostat and room temperature and relative humidity sensor. Bluetooth connection. Color: white | 220
| Flush-mounted box for masonry | N000557A | FÄRNA | All | Flush-mounted box for masonry | 3
| Flush-mounted box for drywall | N000558A | FÄRNA | All | Flush-mounted box for drywall | 3
| On-board controls M7 machine | ECA044II | FÄRNA | All | M7 electronic control unit on board the machine with continuously modulating thermostat, with remote control supplied as standard. | 220
| On-board controls M7 machine | EWA044II | FÄRNA | All | M7 electronic control unit on board the machine with integrated Wi-Fi module, continuously modulating thermostat, and remote control supplied as standard. | 240
| Electronic board | B10042II | FÄRNA | All | On-board electronic card for control from systems with 0-10 V analog output | 120
| Command | B3V151II | FÄRNA | All | Wall-mounted control with thermostat, summer/winter selector, and speed selector. | 180
| Electronic board | B4V042II | FÄRNA | All | On-board electronic board for connection to 4-speed wall-mounted electromechanical thermostats. | 120
| Hydraulic units and fittings | I20205II | FÄRNA | All | Manual 2-way valve assembly. | 80
| Hydraulic units and fittings | V20139II | FÄRNA | All | 2-way valve assembly (inlet valve and locking device) with thermoelectric motor. | 160
| Hydraulic units and fittings | V30721II | FÄRNA | SMALL | 3-way diverter valve assembly with thermoelectric motor. | 200
| Hydraulic units and fittings | V30722II | FÄRNA | BIG | 3-way diverter valve assembly with thermoelectric motor. | 200
| Hydraulic units and fittings | AI1157II | FÄRNA | All | Independent pressure control valve DN 15, 290 L/h | 200
| Hydraulic units and fittings | AI1158II | FÄRNA | All | Independent pressure control valve DN 15, 420 L/h | 200
| Hydraulic units and fittings | AI1160II | FÄRNA | All | Pressure-independent flow control valve DN 15, 290 L/h | 110
| Hydraulic units and fittings | AI1161II | FÄRNA | All | Pressure-independent flow control valve DN 15, 470 L/h | 110
| Hydraulic units and fittings | AI1170II | FÄRNA | All | 6-way valve for 4-pipe systems DN 15 | 230
| Hydraulic units and fittings | AI1171II | FÄRNA | All | 6-way actuator for 4-pipe systems DN 15, for 6-way valves and pressure valves independent | 150
A valve kit must be installed for the unit to function correctly.

## GAMMA FILOMURO
FANCOIL FOR HIGH WALL INSTALLATION FILOMURO SLIM FIT
| Product Name | Code | Type | Description |  | Price list 2026
With touchpad and remote control Wall-mounted installation, stand-alone electronic machine control and remote control
| Filomuro Slim Fit | F250012012 | SW 400 | DC Inverter fan coil unit for high wall installation. Condensate collection tray already provided. Hydraulic connections: Eurokonus 3/4". Hydraulic connections on the right (or left on request). |  | 790
| Filomuro Slim Fit | F250012220 | SW 600 | DC Inverter fan coil unit for high wall installation. Condensate collection tray already provided. Hydraulic connections: Eurokonus 3/4". Hydraulic connections on the right (or left on request). |  | 870
| Filomuro Slim Fit | F250012030 | SW 800 | DC Inverter fan coil unit for high wall installation. Condensate collection tray already provided. Hydraulic connections: Eurokonus 3/4". Hydraulic connections on the right (or left on request). |  | 960
Configurable unit for remote wall control connection Wall installation for remote control connection (board and control to be ordered separately), standard thermostats, home automation.
| Filomuro Slim Fit | F25001236M | SW 400 | DC Inverter fan coil unit for high wall installation. Condensate collection tray already provided. Hydraulic connections: Eurokonus 3/4". Hydraulic connections on the right (or left on request). |  | 650
| Filomuro Slim Fit | F25001236N | SW 600 | DC Inverter fan coil unit for high wall installation. Condensate collection tray already provided. Hydraulic connections: Eurokonus 3/4". Hydraulic connections on the right (or left on request). |  | 730
| Filomuro Slim Fit | F25001236P | SW 800 | DC Inverter fan coil unit for high wall installation. Condensate collection tray already provided. Hydraulic connections: Eurokonus 3/4". Hydraulic connections on the right (or left on request). |  | 820
• Upon request, some accessories can be factory-fitted at no extra cost (see notes in the Accessories section).
• Standard hydraulic connections on the right. A surcharge of € 40 must be added to the base price for the hydraulic connection reversal kit.
FANCOIL FOR HIGH WALL INSTALLATION
FILOMURO SLIM FIT XL
| Product Name | Code | Type | Description |  | Price
With touchpad and remote control Wall mounting, independent electronic control on the machine and remote control
| Filomuro Slim Fit XL | F280012012 | SW XL 400 | DC Inverter fan coil unit for high wall installation. Condensate collection tray already provided. Hydraulic connections: Eurokonus 3/4". Hydraulic connections ONLY on the right. |  | 910
| Filomuro Slim Fit XL | F280012030 | SW XL 800 | DC Inverter fan coil unit for high wall installation. Condensate collection tray already provided. Hydraulic connections: Eurokonus 3/4". Hydraulic connections ONLY on the right. |  | 1110
Configurable unit for connection with wall-mounted remote control Wall installation for remote control connection (card and control to be ordered separately), standard thermostats, home automation.
| Filomuro Slim Fit XL | F28001236M | SW XL 400 | Hydraulic connections: Eurokonus 3/4". Hydraulic connections ONLY on the right. Condensate collection tray already provided. DC Inverter fan coil unit for high wall installation. |  | 770
| Filomuro Slim Fit XL | F28001236P | SW XL 800 | Hydraulic connections: Eurokonus 3/4". Hydraulic connections ONLY on the right. Condensate collection tray already provided. DC Inverter fan coil unit for high wall installation. |  | 990
• Upon request, some accessories can be factory-fitted at no extra cost (see notes in the Accessories section).
• SW XL models are manufactured with hydraulic connections on the RIGHT side only.
ACCESSORIES AND CONTROLS FOR EXPOSED WALL
| Accessory Type | Code | Related products | Related configurations | Description | Price
| M7 electronic board | ESE790II | All | All | Electronic board on board the machine with continuous modulation. For connection to M7 wall control commands | 170
| M7 electronic board | ESE791II | All | All | On-board electronic board with continuous modulation. For connection to M7 wall-mounted controls with Bluetooth | 200
| Wall control commands M7 | EEB749II | All | All | Electronic LED control panel with touch interface, wall-mounted, complete with thermostat and room temperature and relative humidity sensor. Cable connection. White color. | 170
| Wall control commands M7 | EFB749II | All | All | Electronic LED control panel with touch interface, wall-mounted installation, complete with thermostat and room temperature and relative humidity sensor with integrated Wi-Fi module, new app. Cable connection. White color. | 200
| Wall control commands M7 | EGB749II | All | All | Electronic LED control panel with touch interface, wall-mounted, complete with thermostat and room temperature and relative humidity sensor. Bluetooth connection. White color. | 220
| Flush-mounted box for masonry | N000557A | All | All | Flush-mounted box for masonry | 3
| Flush-mounted box for drywall | N000558A | All | All | Flush-mounted box for drywall | 3
| Electronic board | ESE690II | All | All | Electronic board on board the machine with continuous modulation. For connection to wall-mounted controls. | 160
| Smart touch series wall control commands | EEA649II | All | All | SMART TOUCH wall-mounted control panel with thermostat and room temperature and relative humidity sensor, black color | 160
| Smart touch series wall control commands | EEB649II | All | All | SMART TOUCH wall-mounted control panel with thermostat and room temperature and relative humidity sensor, white color | 160
| Smart touch series wall control commands | EFA649II | All | All | SMART TOUCH wall-mounted control panel with thermostat and room temperature and relative humidity sensor with integrated Wi-Fi module, InnovAPP, black color | 190
| Smart touch series wall control commands | EFB649II | All | All | SMART TOUCH wall-mounted control panel with thermostat and room temperature and relative humidity sensor with integrated Wi-Fi module, InnovAPP, White color | 190
| Electronic board | B10799II | All | All | On-board electronic card for control from systems with 0-10 V analog output | 120
| Electronic board | B4V698II | All | All | On-board electronic board for connection to 4-speed wall-mounted electromechanical thermostats | 120
| Commands | B3V151II | All | All | Wall-mounted control with thermostat, summer/winter selector, and speed selector | 180
| Butler | - | All | All | BUTLER: codes, accessories, and price list described in the relevant section
| Hydraulic units and fittings | AI0200II | Filomuro Slim Fit / XL | All | Pair of adapters 3/4 Eurokonus male > 1/2 female | 30
| Hydraulic units and fittings | AI0201II | Filomuro Slim Fit / XL | All | Pair of adapters 3/4 Eurokonus male > 3/4 female | 30
| Hydraulic units and fittings | AI0203II | Filomuro Slim Fit / XL | All | Eurokonus 90° L-shaped connector | 30
| Hydraulic units and fittings | AI0501II | Filomuro Slim Fit / XL | All | Spacer fitting for valve assemblies (1 piece) | 30
| Hydraulic units and fittings | AI0612II | Filomuro Slim Fit / XL | All | Pair of adapters for flat gasket | 20
| Hydraulic units and fittings | I20205II | Filomuro Slim Fit XL | All | Manual 2-way valve assembly | 80
| Hydraulic units and fittings | I20686II | Filomuro Slim Fit | All | Manual 2-way valve assembly | 110
| Hydraulic units and fittings | V20139II | Filomuro Slim Fit XL | All | 2-way valve assembly (inlet valve and locking device) with thermoelectric motor | 160
| Hydraulic units and fittings | V20687II | Filomuro Slim Fit | All | 2-way valve assembly (inlet valve and locking device) with thermoelectric motor | 170
| Hydraulic units and fittings | V30688II | Filomuro Slim Fit | All | 3-way diverter valve assembly with thermoelectric motor (complete with three-way inlet valve and latch) | 210
| Hydraulic units and fittings | V30718II | Filomuro Slim Fit XL | All | 3-way diverter valve assembly with thermoelectric motor (complete with three-way inlet valve and latch) | 180
| Control valve | AI1157II | All | All | Independent pressure control valve DN 15, 290 L/h | 200
| Control valve | AI1158II | All | All | Independent pressure control valve DN 15, 420 L/h | 200
| Control valve | AI1159II | All | All | Independent pressure control valve DN 20, 980 L/h | 250
| Control valve | AI1160II | All | All | Pressure-independent flow control valve DN 15, 290 L/h | 110
| Control valve | AI1161II | All | All | Pressure-independent flow control valve DN 15, 470 L/h | 110
| Control valve | AI1162II | All | All | Pressure-independent flow control valve DN 15, 650 L/h | 110
| 6-way valve for 4-pipe systems | AI1170II | All | All | 6-way valve for 4-pipe systems DN 15 | 230
| 6-way actuator for 4-pipe systems | AI1171II | All | All | 6-way actuator for 4-pipe systems DN 15, for 6-way valves and pressure-independent valves | 150
FANCOIL FOR HIGH WALL INSTALLATION
FILOMURO INCASSO
| Product Name | Code | Type | Description |  | Price
Configurable unit for connection with wall-mounted remote control Wall installation for remote control connection (card and control to be ordered separately), standard thermostats, home automation.
| Filomuro Incasso | F260000024 | SWI 400 | DC Inverter fan coil unit for fully concealed recessed installation. Condensate collection tray already provided. Hydraulic connections: Eurokonus 3/4". Hydraulic connections on the right (or left on request). |  | 510
| Filomuro Incasso | F260000055 | SWI 600 | DC Inverter fan coil unit for fully concealed recessed installation. Condensate collection tray already provided. Hydraulic connections: Eurokonus 3/4". Hydraulic connections on the right (or left on request). |  | 570
| Filomuro Incasso | F260000073 | SWI 800 | DC Inverter fan coil unit for fully concealed recessed installation. Condensate collection tray already provided. Hydraulic connections: Eurokonus 3/4". Hydraulic connections on the right (or left on request). |  | 680
• Upon request, some accessories can be factory-fitted at no extra cost (see notes in the Accessories section).
• Standard hydraulic connections on the right. A surcharge of € 40 must be added to the base price for the hydraulic connection reversal kit.
ACCESSORIES AND CONTROLS FOR FLUSH-MOUNTED FILOMURO
| Accessory Type | Code | Related products | Related configurations | Description | Price
| M7 electronic board | ESE790II | Filomuro Incasso | All | Electronic board on board the machine with continuous modulation. For connection to M7 wall control commands | 170
| M7 electronic board | ESE791II | Filomuro Incasso | All | On-board electronic board with continuous modulation. For connection to M7 wall-mounted controls with Bluetooth | 200
| Wall control commands M7 | EEB749II | Filomuro Incasso | All | Electronic LED control panel with touch interface, wall-mounted, complete with thermostat and room temperature and relative humidity sensor. Cable connection. White color. | 170
| Wall control commands M8 | EFB749II | Filomuro Incasso | All | Electronic LED control panel with touch interface, wall-mounted installation, complete with thermostat and room temperature and relative humidity sensor with integrated Wi-Fi module, new app. Cable connection. White color. | 200
| Wall control commands M9 | EGB749II | Filomuro Incasso | All | Electronic LED control panel with touch interface, wall-mounted, complete with thermostat and room temperature and relative humidity sensor. Bluetooth connection. White color. | 220
| Flush-mounted box for masonry | N000557A | Filomuro Incasso | All | Flush-mounted box for masonry | 3
| Flush-mounted box for drywall | N000558A | Filomuro Incasso | All | Flush-mounted box for drywall | 3
| Electronic board | ESE690II | Filomuro Incasso | All | Electronic board on board the machine with continuous modulation. For connection to wall-mounted controls. | 160
| Smart touch series wall control commands | EEA649II | Filomuro Incasso | All | SMART TOUCH wall-mounted control panel with thermostat and room temperature and relative humidity sensor, black color | 160
| Smart touch series wall control commands | EEB649II | Filomuro Incasso | All | SMART TOUCH wall-mounted control panel with thermostat and room temperature and relative humidity sensor, white color | 160
| Smart touch series wall control commands | EFA649II | Filomuro Incasso | All | SMART TOUCH wall-mounted control panel with thermostat and room temperature and relative humidity sensor with integrated Wi-Fi module, InnovAPP, black color | 190
| Smart touch series wall control commands | EFB649II | Filomuro Incasso | All | SMART TOUCH wall-mounted control panel with thermostat and room temperature and relative humidity sensor with integrated Wi-Fi module, InnovAPP, White color | 190
| Electronic board | B10799II | Filomuro Incasso | All | On-board electronic card for control from systems with 0-10 V analog output. | 120
| Electronic board | B4V698II | Filomuro Incasso | All | On-board electronic board for connection to 4-speed wall-mounted electromechanical thermostats | 120
| Commands | B3V151II | Filomuro Incasso | All | Wall-mounted control with thermostat, summer/winter selector, and speed selector | 180
| Butler | - | Filomuro Incasso | All | BUTLER: codes, accessories and price list described in the appropriate section
| Metal casing | L01045II | Filomuro Incasso | SWI 400 | Galvanized sheet metal formwork for flush-mounted installation, dimensions (WxHxD): 934x344x125 mm. Complete with adhesive plaster-bearing mesh and front support panel. | 180
| Metal casing | L01046II | Filomuro Incasso | SWI 600 | Galvanized sheet metal formwork for flush-mounted installation, dimensions (WxHxD): 1134x344x125 mm. Complete with adhesive plaster-bearing mesh and front support panel. | 190
| Metal casing | L01047II | Filomuro Incasso | SWI 800 | Galvanized sheet metal formwork for flush-mounted installation, dimensions (WxHxD): 1334x344x125 mm. Complete with adhesive plaster-bearing mesh and front support panel. | 230
| Aesthetic wall panel | LC1092II | Filomuro Incasso | SWI 400 | Vertical flush-mounted aesthetic panel | 140
| Aesthetic wall panel | LC1093II | Filomuro Incasso | SWI 600 | Vertical flush-mounted aesthetic panel | 160
| Aesthetic wall panel | LC1094II | Filomuro Incasso | SWI 800 | Vertical flush-mounted aesthetic panel | 180
| Hydraulic units and fittings | I20686II | Filomuro Incasso | All | Manual 2-way valve assembly | 110
| Hydraulic units and fittings | V20687II | Filomuro Incasso | All | 2-way valve assembly (inlet valve and locking device) with thermoelectric motor | 170
| Hydraulic units and fittings | V30688II | Filomuro Incasso | All | 3-way diverter valve assembly with thermoelectric motor (complete with three-way inlet valve and lock-in valve) | 210
| Hydraulic units and fittings | AI0200II | Filomuro Incasso | All | Pair of adapters 3/4 Eurokonus male > 1/2 female | 30
| Hydraulic units and fittings | AI0201II | Filomuro Incasso | All | Pair of adapters 3/4 Eurokonus male > 3/4 female | 30
| Hydraulic units and fittings | AI0203II | Filomuro Incasso | All | Eurokonus 90° L-shaped connector | 30
| Hydraulic units and fittings | AI0501II | Filomuro Incasso | All | Spacer fitting for valve assemblies (1 piece) | 30
| Hydraulic units and fittings | AI0612II | Filomuro Incasso | All | Pair of adapters for flat gasket | 20
| Hydraulic units and fittings | AI1157II | Filomuro Incasso | All | Independent pressure control valve DN 15, 290 L/h | 200
| Hydraulic units and fittings | AI1158II | Filomuro Incasso | All | Independent pressure control valve DN 15, 420 L/h | 200
| Hydraulic units and fittings | AI1160II | Filomuro Incasso | All | Pressure-independent flow control valve DN 15, 290 L/h | 110
| Hydraulic units and fittings | AI1161II | Filomuro Incasso | All | Pressure-independent flow control valve DN 15, 470 L/h | 110
| Hydraulic units and fittings | AI1170II | Filomuro Incasso | All | 6-way valve for 4-pipe systems DN 15 | 230
| Hydraulic units and fittings | AI1171II | Filomuro Incasso | All | Attuatore 6 vie impianti 4 tubi DN 15, per valvole 6 vie e valvole pressure indipendent | 150

## GAMMA AIRLEAF
FANCOIL FOR EXPOSED WALL INSTALLATION
AIRLEAF SL
| Product Name | Code | Type | Description |  | Price list 2026
AirLeaf SL 2 TUBI
| SL | F010000001 | SL 200 | DC Inverter fan coil unit with exposed metal frame. Vertical and horizontal installation. Hydraulic connections: Eurokonus 3/4" |  | 545
| SL | F010000003 | SL 400 | DC Inverter fan coil unit with exposed metal frame. Vertical and horizontal installation. Hydraulic connections: Eurokonus 3/4" |  | 595
| SL | F010000002 | SL 600 | DC Inverter fan coil unit with exposed metal frame. Vertical and horizontal installation. Hydraulic connections: Eurokonus 3/4" |  | 695
| SL | F010000256 | SL 800 | DC Inverter fan coil unit with exposed metal frame. Vertical and horizontal installation. Hydraulic connections: Eurokonus 3/4" |  | 825
| SL | F010000303 | SL 1000 | DC Inverter fan coil unit with exposed metal frame. Vertical and horizontal installation. Hydraulic connections: Eurokonus 3/4" |  | 925
AirLeaf SL 4 TUBI
| SL 4 tubi | F190000001 | SL 200 4 Pipes | DC Inverter fancoil unit 4-pipe version ('dual coil'), with exposed metal casing. Vertical and horizontal installation. Hydraulic connections: Eurokonus 3/4" |  | 685
| SL 4 tubi | F190000003 | SL 400 4 Pipes | DC Inverter fancoil unit 4-pipe version ('dual coil'), with exposed metal casing. Vertical and horizontal installation. Hydraulic connections: Eurokonus 3/4" |  | 775
| SL 4 tubi | F190000002 | SL 600 4 Pipes | DC Inverter fancoil unit 4-pipe version ('dual coil'), with exposed metal casing. Vertical and horizontal installation. Hydraulic connections: Eurokonus 3/4" |  | 905
| SL 4 tubi | F190000256 | SL 800 4 Pipes | DC Inverter fancoil unit 4-pipe version ('dual coil'), with exposed metal casing. Vertical and horizontal installation. Hydraulic connections: Eurokonus 3/4" |  | 1055
| SL 4 tubi | F190000303 | SL 1000 4 Pipes | DC Inverter fancoil unit 4-pipe version ('dual coil'), with exposed metal casing. Vertical and horizontal installation. Hydraulic connections: Eurokonus 3/4" |  | 1155
FAN COIL FOR VISIBLE WALL INSTALLATION, LOW-PROFILE VERSION
AIRLEAF SLS
| Product Name | Code | Type | Description |  | Price
AirLeaf SLS
| SLS | F040000001 | SLS 200 | DC Inverter reduced height fancoil ( 370 mm) with sheet metal cabinet (white colour) ONLY for vertical installation. Hydraulic connections: Eurokonus 3/4 " |  | 545
| SLS | F040000003 | SLS 400 | DC Inverter reduced height fancoil ( 370 mm) with sheet metal cabinet (white colour) ONLY for vertical installation. Hydraulic connections: Eurokonus 3/4 " |  | 595
| SLS | F040000002 | SLS 600 | DC Inverter reduced height fancoil ( 370 mm) with sheet metal cabinet (white colour) ONLY for vertical installation. Hydraulic connections: Eurokonus 3/4 " |  | 695
| SLS | F040000256 | SLS 800 | DC Inverter reduced height fancoil ( 370 mm) with sheet metal cabinet (white colour) ONLY for vertical installation. Hydraulic connections: Eurokonus 3/4 " |  | 785
| SLS | F040000303 | SLS 1000 | DC Inverter reduced height fancoil ( 370 mm) with sheet metal cabinet (white colour) ONLY for vertical installation. Hydraulic connections: Eurokonus 3/4 " |  | 895
AIRLEAF RS
| Product Name | Code | Type | Description |  | Price
AirLeaf RS
| RS | F020000001 | RS 200 | Low height (379 mm) DC Inverter fan coil unit with exposed metal casing. ONLY vertical installation. Hydraulic connections: Eurokonus 3/4 " |  | 720
| RS | F020000003 | RS 400 | Low height (379 mm) DC Inverter fan coil unit with exposed metal casing. ONLY vertical installation. Hydraulic connections: Eurokonus 3/4 " |  | 830
| RS | F020000002 | RS 600 | Low height (379 mm) DC Inverter fan coil unit with exposed metal casing. ONLY vertical installation. Hydraulic connections: Eurokonus 3/4 " |  | 930
| RS | F020000256 | RS 800 | Low height (379 mm) DC Inverter fan coil unit with exposed metal casing. ONLY vertical installation. Hydraulic connections: Eurokonus 3/4 " |  | 1090
| RS | F020000303 | RS 1000 | Low height (379 mm) DC Inverter fan coil unit with exposed metal casing. ONLY vertical installation. Hydraulic connections: Eurokonus 3/4 " |  | 1230
ACCESSORIES FOR VISIBLE VERSIONS
| Accessory Type | Code | Related products | Related configurations | Description | Price
| Aesthetic backrest | LC0171II | SL, RS | SL 200 | Sheet metal white colour back panel | 140
| Aesthetic backrest | LC0173II | SL, RS | SL 400 | Sheet metal white colour back panel | 150
| Aesthetic backrest | LC0175II | SL, RS | SL 600 | Sheet metal white colour back panel | 170
| Aesthetic backrest | LC0177II | SL, RS | SL 800 | Sheet metal white colour back panel | 180
| Aesthetic backrest | LC0179II | SL, RS | SL 1000 | Sheet metal white colour back panel | 190
| Aesthetic feet | LC0157II | Tutti | All | Sheet metal feet to cover pipes from the floor (white colour). H=80 mm | 60
| Floor fixing feet | LC0605II | Tutti | All | Feet for anchoring the unit to the floor, Colour white | 100
| Condensate collector tray | GB0520II | SL SL 4 tubi | SL 200, SL 200 4 TUBI | Horizontal condensate collector tray kit for positioning the unit on the ceiling, Dimensions (lxhxp) 481x365x40 mm | 70
| Condensate collector tray | GB0521II | SL SL 4 tubi | SL 400, SL 400 4 TUBI | Horizontal condensate collector tray kit for positioning the unit on the ceiling, Dimensions (lxhxp) 681x365x40 mm | 80
| Condensate collector tray | GB0522II | SL SL 4 tubi | SL 600, SL 600 4 TUBI | Horizontal condensate collector tray kit for positioning the unit on the ceiling, Dimensions (lxhxp) 881x365x40 mm | 90
| Condensate collector tray | GB0523II | SL SL 4 tubi | SL 800, SL 800 4 TUBI | Horizontal condensate collector tray kit for positioning the unit on the ceiling, Dimensions (lxhxp) 1081x365x40 mm | 100
| Condensate collector tray | GB0524II | SL SL 4 tubi | SL 1000, SL 1000 4 TUBI | Horizontal condensate collector tray kit for positioning the unit on the ceiling, Dimensions (lxhxp) 1281x365x40 mm | 110
| Hydraulic units and fittings | V60221II | SL 4 tubi | All | 3-way diverter hydraulic unit for 4-pipe systems | 510
| Hydraulic units and fittings | V40219II | SL 4 tubi | All | 2-way hydraulic unit for 4-pipe systems | 360
| Hydraulic units and fittings | V30662II | SLS | All | 3-way diverter valve assembly with thermoelectric motor (complete with three-way inlet valve and lock-in valve) | 270
| Hydraulic units and fittings | V20661II | SLS | All | 2-way valve assembly (inlet valve and locking device) with thermoelectric motor | 260
| Hydraulic units and fittings | AI1159II | SL 4 tubi SL | All | Independent pressure control valve DN 20, 980 L/h | 250
| Hydraulic units and fittings | AI1170II | SLS SL SL 4 tubi | All | 6-way valve for 4-pipe systems DN 15 | 225
| Hydraulic units and fittings | AI1157II | SLS SL SL 4 tubi | All | Independent pressure control valve DN 15, 290 L/h | 200
| Hydraulic units and fittings | AI1158II | SLS SL SL 4 tubi | All | Independent pressure control valve DN 15, 420 L/h | 200
| Hydraulic units and fittings | V30361II | SL, RS | All | 3-way diverter valve assembly with thermoelectric motor (complete with three-way inlet valve and lock-in valve) | 195
| Hydraulic units and fittings | V20139II | SL , RS | All | 2-way valve assembly (inlet valve and locking device) with thermoelectric motor | 160
| Hydraulic units and fittings | AI1171II | SLS SL SL 4 tubi | All | 6-way actuator for 4-pipe systems DN 15, for 6-way valves and pressure valves independent | 150
| Hydraulic units and fittings | AI1160II | SLS SL SL 4 tubi | All | Pressure-independent flow control valve DN 15, 290 L/h | 110
| Hydraulic units and fittings | AI1161II | SLS SL SL 4 tubi | All | Pressure-independent flow control valve DN 15, 470 L/h | 110
| Hydraulic units and fittings | AI1162II | SL 4 tubi SL | All | Pressure-independent flow control valve DN 15, 650 L/h | 110
| Hydraulic units and fittings | I20705II | SLS | All | Manual 2-way valve assembly | 85
| Hydraulic units and fittings | I20205II | SL , RS | All | Manual 2-way valve assembly | 80
| Hydraulic units and fittings | AI0200II | SLS SL SL 4 tubi | All | Pair of adapters 3/4 Eurokonus male > 1/2 female | 30
| Hydraulic units and fittings | AI0201II | All | All | Pair of adapters 3/4 Eurokonus male > 3/4 female | 30
| Hydraulic units and fittings | AI0203II | All | All | Eurokonus 90° L-shaped connector | 30
| Hydraulic units and fittings | AI0501II | All | All | Spacer fitting for valve assemblies (1 piece) | 30
| Hydraulic units and fittings | AI0612II | All | All | Pair of adapters for flat gasket | 20
FAN COIL FOR RECESSED INSTALLATION
INCASSO SLI
| Product Name | Code | Type | Description |  | Price
Incasso SLI
| SLI | F070000010 | SLI 200 | DC Inverter fan coil unit for recessed installation. Double condensate collection tray already provided. Hydraulic connections: Eurokonus 3/4". |  | 385
| SLI | F070000025 | SLI 400 | DC Inverter fan coil unit for recessed installation. Double condensate collection tray already provided. Hydraulic connections: Eurokonus 3/4". |  | 435
| SLI | F070000041 | SLI 600 | DC Inverter fan coil unit for recessed installation. Double condensate collection tray already provided. Hydraulic connections: Eurokonus 3/4". |  | 505
| SLI | F070000060 | SLI 800 | DC Inverter fan coil unit for recessed installation. Double condensate collection tray already provided. Hydraulic connections: Eurokonus 3/4". |  | 595
| SLI | F070000078 | SLI 1000 | DC Inverter fan coil unit for recessed installation. Double condensate collection tray already provided. Hydraulic connections: Eurokonus 3/4". |  | 655
Incasso SLI 4 TUBI
| SLI 4 tubi | F210000010 | SLI 200 4 TUBI | DC Inverter fan coil unit, 4-pipe version for recessed installation. Double condensate collection tray already provided. Hydraulic connections: Eurokonus 3/4". |  | 545
| SLI 4 tubi | F210000025 | SLI 400 4 TUBI | DC Inverter fan coil unit, 4-pipe version for recessed installation. Double condensate collection tray already provided. Hydraulic connections: Eurokonus 3/4". |  | 605
| SLI 4 tubi | F210000041 | SLI 600 4 TUBI | DC Inverter fan coil unit, 4-pipe version for recessed installation. Double condensate collection tray already provided. Hydraulic connections: Eurokonus 3/4". |  | 675
| SLI 4 tubi | F210000060 | SLI 800 4 TUBI | DC Inverter fan coil unit, 4-pipe version for recessed installation. Double condensate collection tray already provided. Hydraulic connections: Eurokonus 3/4". |  | 805
| SLI 4 tubi | F210000078 | SLI 1000 4 TUBI | DC Inverter fan coil unit, 4-pipe version for recessed installation. Double condensate collection tray already provided. Hydraulic connections: Eurokonus 3/4". |  | 885
FANCOIL FOR BUILT-IN INSTALLATION, WITH RADIANT EFFECT
INCASSO RSI
| Product Name | Code | Type | Description |  | Price
Incasso RSI
| RSI | F180000543 | RSI 200 | DC Inverter fan coil unit with front radiant effect for vertical recessed installation. Condensate collection tray already provided. Hydraulic connections: Eurokonus 3/4". |  | 555
| RSI | F180000322 | RSI 400 | DC Inverter fan coil unit with front radiant effect for vertical recessed installation. Condensate collection tray already provided. Hydraulic connections: Eurokonus 3/4". |  | 655
| RSI | F180000323 | RSI 600 | DC Inverter fan coil unit with front radiant effect for vertical recessed installation. Condensate collection tray already provided. Hydraulic connections: Eurokonus 3/4". |  | 755
| RSI | F180000324 | RSI 800 | DC Inverter fan coil unit with front radiant effect for vertical recessed installation. Condensate collection tray already provided. Hydraulic connections: Eurokonus 3/4". |  | 875
| RSI | F180000629 | RSI 1000 | DC Inverter fan coil unit with front radiant effect for vertical recessed installation. Condensate collection tray already provided. Hydraulic connections: Eurokonus 3/4". |  | 975
FANCOIL FOR BUILT-IN INSTALLATION, LOWERED VERSION
INCASSO SLSI
| Product Name | Code | Type | Description |  | Price
Incasso SLSI
| SLSI | F050000543 | SLSI 200 | Hydraulic connections: Eurokonus 3/4" Low-height DC Inverter fan coil unit (376 mm) for vertical recessed installation. Condensate collection tray already set up for vertical installation. |  | 545
| SLSI | F050000322 | SLSI 400 | Hydraulic connections: Eurokonus 3/4" Low-height DC Inverter fan coil unit (376 mm) for vertical recessed installation. Condensate collection tray already set up for vertical installation. |  | 595
| SLSI | F050000323 | SLSI 600 | Hydraulic connections: Eurokonus 3/4" Low-height DC Inverter fan coil unit (376 mm) for vertical recessed installation. Condensate collection tray already set up for vertical installation. |  | 685
| SLSI | F050000324 | SLSI 800 | Hydraulic connections: Eurokonus 3/4" Low-height DC Inverter fan coil unit (376 mm) for vertical recessed installation. Condensate collection tray already set up for vertical installation. |  | 785
| SLSI | F050000629 | SLSI 1000 | Hydraulic connections: Eurokonus 3/4" Low-height DC Inverter fan coil unit (376 mm) for vertical recessed installation. Condensate collection tray already set up for vertical installation. |  | 885
ACCESSORIES FOR BUILT-IN VERSIONS
| Accessory Type | Code | Related products | Related configurations | Description | Price
| Aesthetic ceiling panel | LC0618II | SLI | SLI 200 | Aesthetic panel with frame and suction grille for recessed ceiling installation | 270
| Aesthetic ceiling panel | LC0619II | SLI | SLI 400 | Aesthetic panel with frame and suction grille for recessed ceiling installation | 310
| Aesthetic ceiling panel | LC0620II | SLI | SLI 600 | Aesthetic panel with frame and suction grille for recessed ceiling installation | 340
| Aesthetic ceiling panel | LC0621II | SLI | SLI 800 | Aesthetic panel with frame and suction grille for recessed ceiling installation | 390
| Aesthetic ceiling panel | LC0622II | SLI | SLI 1000 | Aesthetic panel with frame and suction grille for recessed ceiling installation | 420
| Aesthetic ceiling panel | LC0764II | SLI 4 tubi | SLI 200 4 TUBI | Aesthetic panel with frame and suction grille for recessed ceiling installation | 300
| Aesthetic ceiling panel | LC0765II | SLI 4 tubi | SLI 400 4 TUBI | Aesthetic panel with frame and suction grille for recessed ceiling installation | 340
| Aesthetic ceiling panel | LC0766II | SLI 4 tubi | SLI 600 4 TUBI | Aesthetic panel with frame and suction grille for recessed ceiling installation | 370
| Aesthetic ceiling panel | LC0767II | SLI 4 tubi | SLI 800 4 TUBI | Aesthetic panel with frame and suction grille for recessed ceiling installation | 420
| Aesthetic ceiling panel | LC0768II | SLI 4 tubi | SLI 1000 4 TUBI | Aesthetic panel with frame and suction grille for recessed ceiling installation | 470
| Flush ceiling aesthetic panel | LC1086II | SLI | SLI 200 | RASOMURO horizontal decorative panel | 190
| Flush ceiling aesthetic panel | LC1087II | SLI | SLI 400 | RASOMURO horizontal decorative panel | 220
| Flush ceiling aesthetic panel | LC1088II | SLI | SLI 600 | RASOMURO horizontal decorative panel | 240
| Flush ceiling aesthetic panel | LC1089II | SLI | SLI 800 | RASOMURO horizontal decorative panel | 270
| Flush ceiling aesthetic panel | LC1090II | SLI | SLI 1000 | RASOMURO horizontal decorative panel | 300
| Insulated telescopic air delivery duct | DB0160II | SLI | SLI 200 | Variable length airflow duct for built-in ceiling installation, dimensions (lxhxp): 307,5x302/590x120,5 mm | 130
| Insulated telescopic air delivery duct | DB0161II | SLI | SLI 400 | Variable length airflow duct for built-in ceiling installation, dimensions (lxhxp): 507,5x302/590x120,5 mm | 150
| Insulated telescopic air delivery duct | DB0162II | SLI | SLI 600 | Variable length airflow duct for built-in ceiling installation, dimensions (lxhxp): 707,5x302/590x120,5 mm | 180
| Insulated telescopic air delivery duct | DB0163II | SLI | SLI 800 | Variable length airflow duct for built-in ceiling installation, dimensions (lxhxp): 907,5x302/590x120,5 mm | 190
| Insulated telescopic air delivery duct | DB0164II | SLI | SLI 1000 | Variable length airflow duct for built-in ceiling installation, dimensions (lxhxp): 1107,5x302/590x120,5 mm | 210
| Air intake grille with straight profile - gray color | DR0326II | SLI | SLI 200 | Air intake grill with straight profile, dimensions (lxhxp): 304x120x30 mm | 130
| Air intake grille with straight profile - gray color | DR0327II | SLI | SLI 400 | Air intake grill with straight profile, dimensions (lxhxp): 504x120x30 mm | 170
| Air intake grille with straight profile - gray color | DR0328II | SLI | SLI 600 | Air intake grill with straight profile, dimensions (lxhxp): 704x120x30 mm | 190
| Air intake grille with straight profile - gray color | DR0329II | SLI | SLI 800 | Air intake grill with straight profile, dimensions (lxhxp): 904x120x30 mm | 230
| Air intake grille with straight profile - gray color | DR0330II | SLI | SLI 1000 | Air intake grill with straight profile, dimensions (lxhxp): 1104x120x30 mm | 260
| Aesthetic wall panel | LC0578II | RSI SLI | RSI 200, SLI 200 | Aesthetic panel with frame, intake grille and adjustable outlet fin, for installation vertical recessed installation | 270
| Aesthetic wall panel | LC0579II | RSI SLI | RSI 400, SLI 400 | Aesthetic panel with frame, intake grille and adjustable outlet fin, for installation vertical recessed installation | 310
| Aesthetic wall panel | LC0580II | RSI SLI | RSI 600, SLI 600 | Aesthetic panel with frame, intake grille and adjustable outlet fin, for installation vertical recessed installation | 340
| Aesthetic wall panel | LC0581II | RSI SLI | RSI 800, SLI 800 | Aesthetic panel with frame, intake grille and adjustable outlet fin, for installation vertical recessed installation | 390
| Aesthetic wall panel | LC0582II | RSI SLI | RSI 1000, SLI 1000 | Aesthetic panel with frame, intake grille and adjustable outlet fin, for installation vertical recessed installation | 420
| Aesthetic wall panel | LC0692II | SLSI | SLSI 200 | Aesthetic panel with frame, intake grille and adjustable outlet fin, for installation vertical recessed installation | 310
| Aesthetic wall panel | LC0693II | SLSI | SLSI 400 | Aesthetic panel with frame, intake grille and adjustable outlet fin, for installation vertical recessed installation | 350
| Aesthetic wall panel | LC0694II | SLSI | SLSI 600 | Aesthetic panel with frame, intake grille and adjustable outlet fin, for installation vertical recessed installation | 390
| Aesthetic wall panel | LC0695II | SLSI | SLSI 800 | Aesthetic panel with frame, intake grille and adjustable outlet fin, for installation vertical recessed installation | 420
| Aesthetic wall panel | LC0696II | SLSI | SLSI 1000 | Aesthetic panel with frame, intake grille and adjustable outlet fin, for installation vertical recessed installation | 470
| Aesthetic wall panel | LC0759II | SLI 4 tubi | SLI 200 4 TUBI | Aesthetic panel with frame, intake grille and adjustable outlet fin, for installation vertical recessed installation | 300
| Aesthetic wall panel | LC0760II | SLI 4 tubi | SLI 400 4 TUBI | Aesthetic panel with frame, intake grille and adjustable outlet fin, for installation vertical recessed installation | 340
| Aesthetic wall panel | LC0761II | SLI 4 tubi | SLI 600 4 TUBI | Aesthetic panel with frame, intake grille and adjustable outlet fin, for installation vertical recessed installation | 370
| Aesthetic wall panel | LC0762II | SLI 4 tubi | SLI 800 4 TUBI | Aesthetic panel with frame, intake grille and adjustable outlet fin, for installation vertical recessed installation | 420
| Aesthetic wall panel | LC0763II | SLI 4 tubi | SLI 1000 4 TUBI | Aesthetic panel with frame, intake grille and adjustable outlet fin, for installation vertical recessed installation | 470
| Aesthetic flush-mounted wall panel | LC1081II | RSI SLI | RSI 200, SLI 200 | RASOMURO Vertical Aesthetic Panel | 190
| Aesthetic flush-mounted wall panel | LC1082II | RSI SLI | RSI 400, SLI 400 | RASOMURO Vertical Aesthetic Panel | 220
| Aesthetic flush-mounted wall panel | LC1083II | RSI SLI | RSI 600, SLI 600 | RASOMURO Vertical Aesthetic Panel | 240
| Aesthetic flush-mounted wall panel | LC1084II | RSI SLI | RSI 800, SLI 800 | RASOMURO Vertical Aesthetic Panel | 270
| Aesthetic flush-mounted wall panel | LC1085II | RSI SLI | RSI 1000, SLI 1000 | RASOMURO Vertical Aesthetic Panel | 300
| Aesthetic flush-mounted wall panel | LC1095II | SLSI | SLSI 200 | RASOMURO Vertical Aesthetic Panel | 320
| Aesthetic flush-mounted wall panel | LC1096II | SLSI | SLSI 400 | RASOMURO Vertical Aesthetic Panel | 350
| Aesthetic flush-mounted wall panel | LC1097II | SLSI | SLSI 600 | RASOMURO Vertical Aesthetic Panel | 390
| Aesthetic flush-mounted wall panel | LC1098II | SLSI | SLSI 800 | RASOMURO Vertical Aesthetic Panel | 420
| Aesthetic flush-mounted wall panel | LC1099II | SLSI | SLSI 1000 | RASOMURO Vertical Aesthetic Panel | 480
| Air intake grille with curved profile - color white RAL 9016 | DR0559II201 | SLI | SLI 200 | Air intake grille hole dimensions (WxH): 304x120 mm, grille dimensions with frame (WxHxD): 334x150x40 mm. Color: white RAL 9016 | 140
| Air intake grille with curved profile - color white RAL 9017 | DR0560II201 | SLI | SLI 400 | Air intake grille hole dimensions (WxH): 504x120 mm, grille dimensions with frame (WxHxD): 534x150x40 mm. Color: white RAL 9016 | 150
| Air intake grille with curved profile - color white RAL 9018 | DR0561II201 | SLI | SLI 600 | Air intake grille hole dimensions (WxH): 704x120 mm, grille dimensions with frame (WxHxD): 734x150x40 mm. Color: white RAL 9016 | 160
| Air intake grille with curved profile - color white RAL 9019 | DR0562II201 | SLI | SLI 800 | Air intake grille hole dimensions (WxH): 904x120 mm, grille dimensions with frame (WxHxD): 934x150x40 mm. Color: white RAL 9016 | 170
| Air intake grille with curved profile - color white RAL 9020 | DR0563II201 | SLI | SLI 1000 | Air intake grille hole dimensions (WxH): 1104x120 mm, grille dimensions with frame (WxHxD): 1134x150x40 mm. Color: white RAL 9016 | 180
| Air outlet grille with straight profile | DR0321II | SLI | SLI 200 | Aluminum air supply grille with double row of adjustable fins, for wall or ceiling installation, dimensions (WxHxD): 304x98x45 mm | 160
| Air outlet grille with straight profile | DR0322II | SLI | SLI 400 | Aluminum air supply grille with double row of adjustable fins, for wall or ceiling installation, dimensions (WxHxD): 504x98x45 mm | 190
| Air outlet grille with straight profile | DR0323II | SLI | SLI 600 | Aluminum air supply grille with double row of adjustable fins, for wall or ceiling installation, dimensions (WxHxD): 704x98x45 mm | 230
| Air outlet grille with straight profile | DR0324II | SLI | SLI 800 | Aluminum air supply grille with double row of adjustable fins, for wall or ceiling installation, dimensions (WxHxD): 904x98x45 mm | 280
| Air outlet grille with straight profile | DR0325II | SLI | SLI 1000 | Aluminum air supply grille with double row of adjustable fins, for wall or ceiling installation, dimensions (WxHxD): 1104x98x45 mm | 300
| Air intake connector | DB0194II | SLI | SLI 200 | Air intake connection, dimensions (WxHxD): 305x143x108 mm | 70
| Air intake connector | DB0195II | SLI | SLI 400 | Air intake connection, dimensions (WxHxD): 505x143x108 mm | 80
| Air intake connector | DB0196II | SLI | SLI 600 | Air intake connection, dimensions (WxHxD): 705x143x108 mm | 90
| Air intake connector | DB0197II | SLI | SLI 800 | Air intake connection, dimensions (WxHxD): 905x143x108 mm | 100
| Air intake connector | DB0198II | SLI | SLI 1000 | Air intake connection, dimensions (WxHxD): 1105x143x108 mm | 110
| Air intake grille with straight profile - color white RAL 9016 | DR0321II201 | SLI | SLI 200 | Air supply grille, hole dimensions (WxH): 304x98 mm, grille dimensions with frame (WxHxD): 334x128x45. Color: white RAL 9016 | 160
| Air intake grille with straight profile - color white RAL 9016 | DR0322II201 | SLI | SLI 400 | Air supply grille, hole dimensions (WxH): 504x98 mm, grille dimensions with frame (WxHxD): 534x128x45. Color: white RAL 9016 | 190
| Air intake grille with straight profile - color white RAL 9016 | DR0323II201 | SLI | SLI 600 | Air supply grille, hole dimensions (WxH): 704x98 mm, grille dimensions with frame (WxHxD): 734x128x45. Color: white RAL 9016 | 230
| Air intake grille with straight profile - color white RAL 9016 | DR0324II201 | SLI | SLI 800 | Air supply grille, hole dimensions (WxH): 904x98 mm, grille dimensions with frame (WxHxD): 934x128x45. Color: white RAL 9016 | 280
| Air intake grille with straight profile - color white RAL 9016 | DR0325II201 | SLI | SLI 1000 | Air supply grille, hole dimensions (WxH): 1104x98 mm, grille dimensions with frame (WxHxD): 1134x128x45. Color: white RAL 9016 | 300
| Air intake grille with straight profile - color white RAL 9016 | DR0326II201 | SLI | SLI 200 | Air intake grille, hole dimensions (WxH): 304x120 mm, grille dimensions with frame (WxHxD): 334x150x30 mm. Color: white RAL 9016 | 130
| Air intake grille with straight profile - color white RAL 9016 | DR0327II201 | SLI | SLI 400 | Air intake grille, hole dimensions (WxH): 504x120 mm, grille dimensions with frame (WxHxD): 534x150x30 mm. Color: white RAL 9016 | 165
| Air intake grille with straight profile - color white RAL 9016 | DR0328II201 | SLI | SLI 600 | Air intake grille, hole dimensions (WxH): 704x120 mm, grille dimensions with frame (WxHxD): 734x150x30 mm. Color: white RAL 9010 | 190
| Air intake grille with straight profile - color white RAL 9016 | DR0329II201 | SLI | SLI 800 | Air intake grille, hole dimensions (WxH): 904x120 mm, grille dimensions with frame (WxHxD): 634x150x30 mm. Color: white RAL 9016 | 230
| Air intake grille with straight profile - color white RAL 9016 | DR0330II201 | SLI | SLI 1000 | Air intake grille, hole dimensions (WxH): 1104x120 mm, grille dimensions with frame (WxHxD): 1134x150x30 mm. Color: white RAL 9016 | 260
| 90° curved insulated air supply duct | DB0165II | SLI | SLI 200 | Air supply duct with 90° bend, for recessed installation in false ceilings, dimensions (WxHxD): 307.5x168x126 mm | 70
| 90° curved insulated air supply duct | DB0166II | SLI | SLI 400 | Air supply duct with 90° bend, for recessed installation in false ceilings, dimensions (WxHxD): 507.5x168x126 mm | 80
| 90° curved insulated air supply duct | DB0167II | SLI | SLI 600 | Air supply duct with 90° bend, for recessed installation in false ceilings, dimensions (WxHxD): 707.5x168x126 mm | 100
| 90° curved insulated air supply duct | DB0168II | SLI | SLI 800 | Air supply duct with 90° bend, for recessed installation in false ceilings, dimensions (WxHxD): 907.5x168x126 mm | 110
| 90° curved insulated air supply duct | DB0169II | SLI | SLI 1000 | Air outlet duct with 90° bend, for recessed installation in false ceilings, dimensions (WxHxD): 1107.5x168x126 mm | 160
| Air supply grille with curved profile - color white RAL 9016 | DR0550II201 | SLI | SLI 200 | Air supply grille hole dimensions (WxH): 304x98 mm, grille dimensions with frame (WxHxD): 334x128x40 mm. Color: white RAL 9016 | 110
| Air supply grille with curved profile - color white RAL 9016 | DR0551II201 | SLI | SLI 400 | Air supply grille hole dimensions (WxH): 504x98 mm, grille dimensions with frame (WxHxD): 534x128x40 mm. Color: white RAL 9016 | 120
| Air supply grille with curved profile - color white RAL 9016 | DR0552II201 | SLI | SLI 600 | Air supply grille hole dimensions (WxH): 704x98 mm, grille dimensions with frame (WxHxD): 734x128x40 mm. Color: white RAL 9016 | 130
| Air supply grille with curved profile - color white RAL 9016 | DR0553II201 | SLI | SLI 800 | Air supply grille hole dimensions (WxH): 904x98 mm, grille dimensions with frame (WxHxD): 934x128x40 mm. Color: white RAL 9016 | 140
| Air supply grille with curved profile - color white RAL 9016 | DR0554II201 | SLI | SLI 1000 | Air supply grille hole dimensions (WxH): 1104x98 mm, grille dimensions with frame (WxHxD): 1134x128x40 mm. Color: white RAL 9016 | 160
| Air outlet grille with curved profile - gray color | DR0550II | SLI | SLI 200 | Air supply grille hole dimensions (WxH): 304x98 mm, grille dimensions with frame (WxHxD): 334x128x40 mm | 110
| Air outlet grille with curved profile - gray color | DR0551II | SLI | SLI 400 | Air outlet grille hole dimensions (WxH): 504x98 mm, grille dimensions with frame (WxHxD): 534x128x40 mm | 120
| Air outlet grille with curved profile - gray color | DR0552II | SLI | SLI 600 | Air outlet grille hole dimensions (WxH): 704x98 mm, grille dimensions with frame (WxHxD): 734x128x40 mm | 130
| Air outlet grille with curved profile - gray color | DR0553II | SLI | SLI 800 | Air outlet grille hole dimensions (WxH): 904x98 mm, grille dimensions with frame (WxHxD): 934x128x40 mm | 140
| Air outlet grille with curved profile - gray color | DR0554II | SLI | SLI 1000 | Air supply grille hole dimensions (WxH): 1104x98 mm, grille dimensions with frame (WxHxD): 1134x128x40 mm | 160
| Air intake grille with curved profile - gray color | DR0559II | SLI | SLI 200 | Air intake grille hole dimensions (WxH): 304x120 mm, grille dimensions with frame (WxHxD): 334x150x40 mm | 140
| Air intake grille with curved profile - gray color | DR0560II | SLI | SLI 400 | Air intake grille hole dimensions (WxH): 504x120 mm, grille dimensions with frame (WxHxD): 534x150x40 mm | 150
| Air intake grille with curved profile - gray color | DR0561II | SLI | SLI 600 | Air intake grille hole dimensions (WxH): 704x120 mm, grille dimensions with frame (WxHxD): 734x150x40 mm | 160
| Air intake grille with curved profile - gray color | DR0562II | SLI | SLI 800 | Air intake grille hole dimensions (WxH): 904x120 mm, grille dimensions with frame (WxHxD): 934x150x40 mm | 170
| Air intake grille with curved profile - gray color | DR0563II | SLI | SLI 1000 | Air intake grille hole dimensions (WxH): 1104x120 mm, grille dimensions with frame (WxHxD): 1134x150x40 mm | 180
| Metal casing | L00568II | RSI SLI | RSI 200, SLI 200 | Formwork dimensions (WxHxD): 714x725x142 mm | 140
| Metal casing | L00569II | RSI SLI | RSI 400, SLI 400 | Formwork dimensions (WxHxD): 914x725x142 mm | 150
| Metal casing | L00570II | RSI SLI | RSI 600, SLI 600 | Formwork dimensions (WxHxD): 1114x725x142 mm | 160
| Metal casing | L00571II | RSI SLI | RSI 800, SLI 800 | Formwork dimensions (WxHxD): 1314x725x142 mm | 180
| Metal casing | L00572II | RSI SLI | RSI 1000, SLI 1000 | Formwork dimensions (WxHxD): 1514x725x142 mm | 190
| Metal casing | L00700II | SLSI | SLSI 200 | Formwork dimensions (WxHxD): 714x525x142 mm | 140
| Metal casing | L00701II | SLSI | SLSI 400 | Formwork dimensions (WxHxD) 914x525x142 mm | 160
| Metal casing | L00702II | SLSI | SLSI 600 | Formwork dimensions (WxHxD) 1114x525x142 mm | 170
| Metal casing | L00703II | SLSI | SLSI 800 | Formwork dimensions (WxHxD): 1314x525x142 mm | 180
| Metal casing | L00704II | SLSI | SLSI 1000 | Formwork dimensions (WxHxD): 1514x525x142 mm | 190
| Wall formwork | L01040II | RSI SLI | RSI 200, SLI 200 | Wall formwork dimensions (WxHxD): 734x746x162 mm | 240
| Wall formwork | L01041II | RSI SLI | RSI 400, SLI 400 | Wall formwork dimensions (WxHxD): 934x746x162 mm | 270
| Wall formwork | L01042II | RSI SLI | RSI 600, SLI 600 | Wall formwork dimensions (WxHxD): 1134x746x162 mm | 310
| Wall formwork | L01043II | RSI SLI | RSI 800, SLI 800 | Wall formwork dimensions (WxHxD): 1334x746x162 mm | 330
| Wall formwork | L01044II | RSI SLI | RSI 1000, SLI 1000 | Wall formwork dimensions (WxHxD): 1534x746x162 mm | 360
| Wall formwork | L01049II | SLSI | SLSI 200 | Wall formwork dimensions (WxHxD): 734x546x142 mm | 140
| Wall formwork | L01050II | SLSI | SLSI 400 | Wall formwork dimensions (WxHxD): 934x546x142 mm | 160
| Wall formwork | L01051II | SLSI | SLSI 600 | Wall formwork dimensions (WxHxD): 1134x546x142 mm | 170
| Wall formwork | L01052II | SLSI | SLSI 800 | Wall formwork dimensions (WxHxD): 1334x546x142 mm | 190
| Wall formwork | L01053II | SLSI | SLSI 1000 | Wall formwork dimensions (WxHxD): 1534x546x142 mm | 200
| Metal casing | L01064II | SLI 4 tubi | SLI 200 4 TUBI | Galvanized sheet metal formwork for horizontal and vertical flush mounting. Dimensions (WxHxD): 714x785x142 mm | 150
| Metal casing | L01065II | SLI 4 tubi | SLI 400 4 TUBI | Galvanized sheet metal formwork for horizontal and vertical flush mounting. Dimensions (WxHxD): 914x785x142 mm | 160
| Metal casing | L01066II | SLI 4 tubi | SLI 600 4 TUBI | Galvanized sheet metal formwork for horizontal and vertical flush mounting. Dimensions (WxHxD): 1114x785x142 mm | 180
| Metal casing | L01067II | SLI 4 tubi | SLI 800 4 TUBI | Galvanized sheet metal formwork for horizontal and vertical flush mounting. Dimensions (WxHxD): 1314x785x142 mm | 190
| Metal casing | L01068II | SLI 4 tubi | SLI 1000 4 TUBI | Galvanized sheet metal formwork for horizontal and vertical flush mounting. Dimensions (WxHxD): 1514x785x142 mm | 210
| Hydraulic units and fittings | AI1157II | All | All | Independent pressure control valve DN 15, 290 L/h | 200
| Hydraulic units and fittings | AI1158II | All | All | Independent pressure control valve DN 15, 420 L/h | 200
| Hydraulic units and fittings | AI1159II | All | All | Independent pressure control valve DN 20, 980 L/h | 250
| Hydraulic units and fittings | AI1160II | All | All | Pressure-independent flow control valve DN 15, 290 L/h | 110
| Hydraulic units and fittings | AI1161II | All | All | Pressure-independent flow control valve DN 15, 470 L/h | 110
| Hydraulic units and fittings | AI1162II | All | All | Pressure-independent flow control valve DN 15, 650 L/h | 110
| Hydraulic units and fittings | AI1170II | All | All | 6-way valve for 4-pipe systems DN 15 | 225
| Hydraulic units and fittings | AI1171II | All | All | 6-way actuator for 4-pipe systems DN 15, for 6-way valves and pressure valves independent | 145
| Hydraulic units and fittings | I20205II | RSI SLI | All | Manual 2-way valve assembly | 75
| Hydraulic units and fittings | I20705II | SLSI | All | Manual 2-way valve assembly | 85
| Hydraulic units and fittings | V20139II | SLI RSI | All | 2-way valve assembly (inlet valve and locking device) with thermoelectric motor | 160
| Hydraulic units and fittings | V20661II | SLSI | All | 2-way valve assembly (inlet valve and locking device) with thermoelectric motor | 260
| Hydraulic units and fittings | V30361II | SLI RSI | All | 3-way diverter valve assembly with thermoelectric motor (complete with three-way inlet valve and lock-in valve) | 195
| Hydraulic units and fittings | V30662II | SLSI | All | 3-way diverter valve assembly with thermoelectric motor (complete with three-way inlet valve and lock-in valve) | 270
| Hydraulic units and fittings | V40219II | SLI 4 tubi | SLI 4 TUBI | 2-way hydraulic unit for 4-pipe systems | 360
| Hydraulic units and fittings | V60221II | SLI 4 tubi | SLI 4 TUBI | 3-way diverter hydraulic unit for 4-pipe systems | 510
| Hydraulic units and fittings | AI0200II | All | All | Pair of adapters 3/4 Eurokonus male > 1/2 female | 30
| Hydraulic units and fittings | AI0201II | All | All | Pair of adapters 3/4 Eurokonus male > 3/4 female | 30
| Hydraulic units and fittings | AI0203II | All | All | Eurokonus 90° L-shaped connector | 30
| Hydraulic units and fittings | AI0501II | All | All | Spacer fitting for valve assemblies (1 piece) | 30
| Hydraulic units and fittings | AI0612II | All | All | Pair of adapters for flat gasket | 20
ELECTRONIC CONTROLS
| Accessory Type | Code | Related products | Related configurations | Description | Price
| M7 electronic board | ESE745II | SL, SLI, SLS, RSI, SLSI, RS | All | Electronic board on board the machine with continuous modulation, for connection to wall-mounted controls M7 | 170
| M7 electronic board | ESE748II | SLI 4 pipes, SL 4 pipes | All | Electronic board on board machine with continuous modulation, for connection to wall control commands M7 | 190
| M7 electronic board | ESE746II | SL, SLI, SLS, RSI, SLSI, RS | All | On-board electronic board with continuous modulation, for connection to M7 wall-mounted controls with Bluetooth | 200
| M7 electronic board | ESE741II | SLI 4 pipes, SL 4 pipes | All | On-board electronic board with continuous modulation, for connection to M7 wall-mounted controls with Bluetooth | 220
| M7 series wall control commands | EEB749II | All | All | Electronic LED control panel with touch interface, wall-mounted, complete with thermostat and room temperature and relative humidity sensor. Cable connection. White color. | 170
| M7 series wall control commands | EFB749II | All | All | Electronic LED control panel with touch interface, wall-mounted, complete with thermostat and room temperature and relative humidity sensor with integrated Wi-Fi module, new app. Cable connection. White color. | 200
| M7 series wall control commands | EGB749II | All | All | Electronic LED control panel with touch interface, wall-mounted, complete with thermostat and room temperature and relative humidity sensor. Bluetooth connection. White color. | 220
| Flush-mounted box for masonry | N000557A | All | All | Flush-mounted box for masonry | 3
| Flush-mounted box for drywall | N000558A | All | All | Flush-mounted box for drywall | 3
| On-unit controls | ECA644II | SLS, SL, RS | All | On-unit SMART TOUCH electronic control with continuously modulating thermostat | 200
| On-unit controls | EWF644II | SLS, SL, RS | All | On-unit SMART TOUCH electronic control with continuously modulating thermostat, integrated Wi-Fi module | 220
| On-unit controls | E4T643II | SLS, SL, RS | All | On-unit SMART TOUCH electronic control with 4 fixed speeds and thermostat | 160
| On-unit controls | E2T543II | SLS, SL | All | On-unit electronic control with 4 fixed speeds and thermostat | 120
| On-unit controls | ECA647II | SL 4 pipes | All | On-unit SMART TOUCH electronic control with continuously modulating thermostat | 220
| On-unit controls | EWF647II | SL 4 pipes | All | On-unit SMART TOUCH electronic control with continuously modulating thermostat, integrated Wi-Fi module | 260
| Speed selector switch | B3V137II | SLS, SL | All | On-unit speed selector switch, For connection with standard single-contact wall-mounted thermostats | 110
| Electronic board | ESE645II | SL, SLS, SLI, RSI, SLSI, RS | All | Electronic board on board the machine with continuous modulation, for connection to wall-mounted controls. | 160
| Electronic board | ESE648II | SLI 4 pipes, SL 4 pipes | All | Electronic board on board the machine with continuous modulation, for connection to wall-mounted controls. | 200
| Smart touch series wall control commands | EEA649II | All | All | SMART TOUCH wall-mounted control panel with thermostat and room temperature and relative humidity sensor, black color | 160
| Smart touch series wall control commands | EEB649II | All | All | SMART TOUCH wall-mounted control panel with thermostat and room temperature and relative humidity sensor, white color | 160
| Smart touch series wall control commands | EFA649II | All | All | SMART TOUCH wall-mounted control panel with thermostat and room temperature and relative humidity sensor with integrated Wi-Fi module, InnovAPP, black color | 190
| Smart touch series wall control commands | EFB649II | All | All | SMART TOUCH wall-mounted control panel with thermostat and room temperature and relative humidity sensor with integrated Wi-Fi module, InnovAPP, White color | 190
| Electronic board | B10642II | SL, SLS, SLI, RSI, SLSI, RS | All | On-board electronic card for control from systems with 0-10 V analog output | 120
| Electronic board | B4V642II | SL, SL 4 pipes, SLS, SLI 4 pipes, SLI, SLSI | All | On-board electronic board for connection to 3-speed wall-mounted electromechanical thermostats | 120
| Commands | B3V151II | All | All | Wall-mounted control with thermostat, summer/winter selector, and speed selector | 180
| Butler | - | All | All | BUTLER: codes, accessories, and price list described in the relevant section
| Forms | EG1028II | All | All | MZS, Single zone module, Electronic control board for external terminals (e.g., radiant panel valves or radiators). For connection to wall-mounted controls EEA649II/EEB649II/EEB749II | 90
| Motor connection cable for moving hydraulic attachments | BB0646II | All | All | Hydraulic connection reversal kit | 40

## FILOTERRA
FAN COIL FOR FLOOR-MOUNTED INSTALLATION
FILOTERRA
| Product Name | Code | Type | Description |  | Price list 2026
Configurable unit for remote wall control connection Wall installation for remote control connection (board and control to be ordered separately), standard thermostats, home automation.
| Filoterra | F560000134 | SLF 400 | Floor installation DC Inverter fancoil unit. |  | 520
| Filoterra | F560000181 | SLF 600 | Floor installation DC Inverter fancoil unit. |  | 580
| Filoterra | F560000237 | SLF 800 | Floor installation DC Inverter fancoil unit. |  | 680
ACCESSORIES AND CONTROLS FOR FILOTERRA
| Accessory Type | Code | Related products | Related configurations | Description | Price
| M7 electronic board | ESE745II | All | All | Electronic board on board the machine with continuous modulation. For connection to M7 wall control commands | 170
| M7 electronic board | ESE746II | All | All | On-board electronic board with continuous modulation. For connection to M7 wall-mounted controls with Bluetooth | 200
| M7 wall control | EEB749II | All | All | Electronic LED control panel with touch interface, wall-mounted, complete with thermostat and room temperature and relative humidity sensor. Cable connection. White color. | 170
| M7 wall control | EFB749II | All | All | Electronic LED control panel with touch interface, wall-mounted installation, complete with thermostat and room temperature and relative humidity sensor with integrated Wi-Fi module, new app. Cable connection. White color. | 200
| M7 wall control | EGB749II | All | All | Electronic LED control panel with touch interface, wall-mounted, complete with thermostat and room temperature and relative humidity sensor. Bluetooth connection. White color. | 220
| Recessed box for masonry | N000557A | All | All | Recessed box for masonry, for connection with M7 series controls | 3
| Recessed box for plasterboard | N000558A | All | All | Recessed box for plasterboard, for connection with M7 series controls | 3
| Electronic board | ESE645II | Filoterra | All | Electronic board on board the machine with continuous modulation. For connection to wall-mounted controls. | 160
| Wall control Smart Touch series | EEA649II | Filoterra | All | Black color, SMART TOUCH wall-mounted control panel with thermostat and room temperature and relative humidity sensor | 160
| Wall control Smart Touch series | EEB649II | Filoterra | All | SMART TOUCH wall-mounted control panel with thermostat and room temperature and relative humidity sensor, white color | 160
| Wall control Smart Touch series | EFA649II | Filoterra | All | SMART TOUCH wall-mounted control panel with thermostat and room temperature and relative humidity sensor with integrated Wi-Fi module, InnovAPP, black color | 190
| Wall control Smart Touch series | EFB649II | Filoterra | All | SMART TOUCH wall-mounted control panel with thermostat and room temperature and relative humidity sensor with integrated Wi-Fi module, InnovAPP, White color | 190
|  | B10642II | Filoterra | All | On-board electronic card for control from systems with 0-10 V analog output. | 120
| Electronic board | B4V642II | Filoterra | All | On-board electronic board for connection to 3-speed electromechanical wall thermostats . | 120
| Commands | B3V151II | Filoterra | All | Wall-mounted control with thermostat, summer/winter selector, and speed selector | 180
| Butler | - | Filoterra | All | BUTLER: codes, accessories, and price list described in the relevant section
| Metal casing | L00749II | Filoterra | SLF 400 | Galvanized sheet metal formwork for flush floor installation. Dimensions: 895.5x431x190 mm. With a width of 446.2 including the upper edge for housing the formwork. | 160
| Metal casing | L00750II | Filoterra | SLF 600 | Galvanized sheet metal formwork for flush floor installation. Dimensions: 1095.5x431x190 mm. With a width of 446.2 including the upper edge for housing the formwork. | 170
| Metal casing | L00751II | Filoterra | SLF 800 | Galvanized sheet metal formwork for flush floor installation. Dimensions: 1295.5x431x190 mm. With a width of 446.2 including the upper edge for housing the formwork. | 210
| Floor covering grill | DR0752II | Filoterra | SLF 400 | Walk-on aluminium grill with straight profile. | 520
| Floor covering grill | DR0753II | Filoterra | SLF 600 | Walk-on aluminium grill with straight profile. | 650
| Floor covering grill | DR0754II | Filoterra | SLF 800 | Walk-on aluminium grill with straight profile. | 780
| Hydraulic units and fittings | AI1157II | Filoterra | All | Independent pressure control valve DN 15, 290 L/h | 200
| Hydraulic units and fittings | AI1158II | Filoterra | All | Independent pressure control valve DN 15, 420 L/h | 200
| Hydraulic units and fittings | AI1160II | Filoterra | All | Pressure-independent flow control valve DN 15, 290 L/h | 110
| Hydraulic units and fittings | AI1161II | Filoterra | All | Pressure-independent flow control valve DN 15, 470 L/h | 110
| Hydraulic units and fittings | AI1170II | Filoterra | All | 6-way valve for 4-pipe systems DN 15 | 230
| Hydraulic units and fittings | AI1171II | Filoterra | All | 6-way actuator for 4-pipe systems DN 15, for 6-way valves and pressure valves independent | 150
| Hydraulic units and fittings | I20205II | Filoterra | All | Manual 2-way valve assembly | 80
| Hydraulic units and fittings | V20661II | Filoterra | All | 2-way valve assembly (inlet valve and locking device) with thermoelectric motor | 260
| Hydraulic units and fittings | V30662II | Filoterra | All | 3-way diverter valve assembly with thermoelectric motor (complete with three-way inlet valve and lock-in valve) | 270
| Hydraulic units and fittings | AI0200II | Filoterra | All | Pair of adapters 3/4 Eurokonus male > 1/2 female | 30
| Hydraulic units and fittings | AI0201II | Filoterra | All | Pair of adapters 3/4 Eurokonus male > 3/4 female | 30
| Hydraulic units and fittings | AI0203II | Filoterra | All | Eurokonus 90° L-shaped connector | 30
| Hydraulic units and fittings | AI0501II | Filoterra | All | Spacer fitting for valve assemblies (1 piece) | 30
| Hydraulic units and fittings | AI0612II | Filoterra | All | Pair of adapters for flat gasket | 20

## DUCTO-DUCTO THIN
FANCOIL FOR RECESSED INSTALLATION, DUCTABLE DUCTO
| Product Name | Code | Type | Description |  | Price list 2026
For connection with Smart Touch series remote controls (modulating speed)
| DUCTO | F51000236V | FNC 400 | DC Inverter fan coil unit with centrifugal fans for horizontal and vertical recessed installation. Hydraulic connections: 3/4" Eurokonus as standard on the right. Factory-fitted flanged air connections. Hydraulic and electrical connections on the same side. |  | 1060
| DUCTO | F51000236W | FNC 600 | DC Inverter fan coil unit with centrifugal fans for horizontal and vertical recessed installation. Hydraulic connections: 3/4" Eurokonus as standard on the right. Factory-fitted flanged air connections. Hydraulic and electrical connections on the same side. |  | 1180
| DUCTO | F51000236X | FNC 800 | DC Inverter fan coil unit with centrifugal fans for horizontal and vertical recessed installation. Hydraulic connections: 3/4" Eurokonus as standard on the right. Factory-fitted flanged air connections. Hydraulic and electrical connections on the same side. |  | 1430
| DUCTO | F51000236Y | FNC 1000 | DC Inverter fan coil unit with centrifugal fans for horizontal and vertical recessed installation. Hydraulic connections: 3/4" Eurokonus as standard on the right. Factory-fitted flanged air connections. Hydraulic and electrical connections on the same side. |  | 1540
| DUCTO | F510002370 | FNC 1200 | DC Inverter fan coil unit with centrifugal fans for horizontal and vertical recessed installation. Hydraulic connections: 3/4" Eurokonus as standard on the right. Factory-fitted flanged air connections. Hydraulic and electrical connections on the same side. |  | 1960
For 0-10 V connection (modulating speed)
| DUCTO | F510002371 | FNC 400 | DC Inverter fan coil unit with centrifugal fans for horizontal and vertical recessed installation. Hydraulic connections: 3/4" Eurokonus as standard on the right. Factory-fitted flanged air connections. Hydraulic and electrical connections on the same side. |  | 930
| DUCTO | F510002372 | FNC 600 | DC Inverter fan coil unit with centrifugal fans for horizontal and vertical recessed installation. Hydraulic connections: 3/4" Eurokonus as standard on the right. Factory-fitted flanged air connections. Hydraulic and electrical connections on the same side. |  | 1080
| DUCTO | F510002373 | FNC 800 | DC Inverter fan coil unit with centrifugal fans for horizontal and vertical recessed installation. Hydraulic connections: 3/4" Eurokonus as standard on the right. Factory-fitted flanged air connections. Hydraulic and electrical connections on the same side. |  | 1350
| DUCTO | F510002374 | FNC 1000 | DC Inverter fan coil unit with centrifugal fans for horizontal and vertical recessed installation. Hydraulic connections: 3/4" Eurokonus as standard on the right. Factory-fitted flanged air connections. Hydraulic and electrical connections on the same side. |  | 1500
| DUCTO | F510002375 | FNC 1200 | DC Inverter fan coil unit with centrifugal fans for horizontal and vertical recessed installation. Hydraulic connections: 3/4" Eurokonus as standard on the right. Factory-fitted flanged air connections. Hydraulic and electrical connections on the same side. |  | 1880
DUCTO THIN
For connection with M7 series remote controls (modulating speed)
| DUCTO THIN | F52000236V | FNC THIN 400 | DC Inverter fan coil unit with centrifugal fans for horizontal and vertical recessed installation, low-profile version. Hydraulic connections: 3/4" Eurokonus as standard on the right. Factory-fitted flanged air connections. Hydraulic and electrical connections on the same side. |  | 960
| DUCTO THIN | F52000236W | FNC THIN 600 | DC Inverter fan coil unit with centrifugal fans for horizontal and vertical recessed installation, low-profile version. Hydraulic connections: 3/4" Eurokonus as standard on the right. Factory-fitted flanged air connections. Hydraulic and electrical connections on the same side. |  | 1080
| DUCTO THIN | F52000236X | FNC THIN 800 | DC Inverter fan coil unit with centrifugal fans for horizontal and vertical recessed installation, low-profile version. Hydraulic connections: 3/4" Eurokonus as standard on the right. Factory-fitted flanged air connections. Hydraulic and electrical connections on the same side. |  | 1390
| DUCTO THIN | F52000236Y | FNC THIN 1000 | DC Inverter fan coil unit with centrifugal fans for horizontal and vertical recessed installation, low-profile version. Hydraulic connections: 3/4" Eurokonus as standard on the right. Factory-fitted flanged air connections. Hydraulic and electrical connections on the same side. |  | 1490
| DUCTO THIN | F520002370 | FNC THIN 1200 | DC Inverter fan coil unit with centrifugal fans for horizontal and vertical recessed installation, low-profile version. Hydraulic connections: 3/4" Eurokonus as standard on the right. Factory-fitted flanged air connections. Hydraulic and electrical connections on the same side. |  | 1910
For 0-10 V connection (modulating speed)
| DUCTO THIN | F520002371 | FNC THIN 400 | DC Inverter fan coil unit with centrifugal fans for horizontal and vertical recessed installation, low-profile version. Hydraulic connections: 3/4" Eurokonus as standard on the right. Factory-fitted flanged air connections. Hydraulic and electrical connections on the same side. |  | 880
| DUCTO THIN | F520002372 | FNC THIN 600 | DC Inverter fan coil unit with centrifugal fans for horizontal and vertical recessed installation, low-profile version. Hydraulic connections: 3/4" Eurokonus as standard on the right. Factory-fitted flanged air connections. Hydraulic and electrical connections on the same side. |  | 990
| DUCTO THIN | F520002373 | FNC THIN 800 | DC Inverter fan coil unit with centrifugal fans for horizontal and vertical recessed installation, low-profile version. Hydraulic connections: 3/4" Eurokonus as standard on the right. Factory-fitted flanged air connections. Hydraulic and electrical connections on the same side. |  | 1330
| DUCTO THIN | F520002374 | FNC THIN 1000 | DC Inverter fan coil unit with centrifugal fans for horizontal and vertical recessed installation, low-profile version. Hydraulic connections: 3/4" Eurokonus as standard on the right. Factory-fitted flanged air connections. Hydraulic and electrical connections on the same side. |  | 1450
| DUCTO THIN | F520002375 | FNC THIN 1200 | DC Inverter fan coil unit with centrifugal fans for horizontal and vertical recessed installation, low-profile version. Hydraulic connections: 3/4" Eurokonus as standard on the right. Factory-fitted flanged air connections. Hydraulic and electrical connections on the same side. |  | 1870
ACCESSORIES AND CONTROLS FOR DUCTO / DUCTO THIN FANCOILS
| Accessory Type | Code | Related products | Related configurations | Description | Price
| M7 series wall control controls | EEB749II | Ducto Ducto Thin | All | Electronic LED control panel with touch interface, wall-mounted, complete with thermostat and room temperature and relative humidity sensor. Cable connection. White color. | 170
| M7 series wall control controls | EFB749II | Ducto Ducto Thin | All | Electronic LED control panel with touch interface, wall-mounted installation, complete with thermostat and room temperature and relative humidity sensor with integrated Wi-Fi module, new app. Cable connection. White color. | 200
| Flush-mounted box for masonry | N000557A | Ducto Ducto Thin | All | Flush-mounted box for masonry | 3
| Flush-mounted box for drywall | N000558A | Ducto Ducto Thin | All | Flush-mounted box for drywall | 3
| Butler | - | Ducto Ducto Thin | All | BUTLER: codes, accessories, and price list described in the relevant section
| Motor connection cable for moving hydraulic attachments | BB0646II | Ducto Ducto Thin | All | Hydraulic connection reversal kit | 40
| Outdoor air kit | AHRD0571II | Ducto Thin | FNC THIN 400 | Plenum kit for external air connection with damper for room recirculation | 400
| Outdoor air kit | AHRD0572II | Ducto Thin | FNC THIN 600 | Plenum kit for external air connection with damper for room recirculation | 440
| Outdoor air kit | AHRD0573II | Ducto Thin | FNC THIN 800 | Plenum kit for external air connection with damper for room recirculation | 520
| Outdoor air kit | AHRD0574II | Ducto Thin | FNC THIN 1000 | Plenum kit for external air connection with damper for room recirculation | 580
| Outdoor air kit | AHRD0575II | Ducto Thin | FNC THIN 1200 | Plenum kit for external air connection with damper for room recirculation | 670
| Outdoor air kit | AHRD0639II | Ducto | FNC 400 | Plenum kit for external air connection with damper for room recirculation | 420
| Outdoor air kit | AHRD0640II | Ducto | FNC 600 | Plenum kit for external air connection with damper for room recirculation | 470
| Outdoor air kit | AHRD0641II | Ducto | FNC 800 | Plenum kit for external air connection with damper for room recirculation | 540
| Outdoor air kit | AHRD0642II | Ducto | FNC 1000 | Plenum kit for external air connection with damper for room recirculation | 610
| Outdoor air kit | AHRD0643II | Ducto | FNC 1200 | Plenum kit for external air connection with damper for room recirculation | 700
| Grill for telescopic kit | AHRD0541II | Ducto | FNC 400 | Grill for telescopic kit. Dimensions: 473x211x25 mm | 155
| Grill for telescopic kit | AHRD0542II | Ducto | FNC 600 | Grill for telescopic kit. Dimensions: 673x211x25 mm | 185
| Grill for telescopic kit | AHRD0543II | Ducto | FNC 800 | Grill for telescopic kit. Dimensions: 873x211x25 mm | 205
| Grill for telescopic kit | AHRD0544II | Ducto | FNC 1000 | Grill for telescopic kit. Dimensions: 1073x211x25 mm | 225
| Grill for telescopic kit | AHRD0545II | Ducto | FNC 1200 | Grill for telescopic kit. Dimensions: 1363x211x25 mm | 250
| Grill for telescopic kit | AHRD0586II | Ducto Thin | FNC THIN 400 | Grill for telescopic kit. | 155
| Grill for telescopic kit | AHRD0587II | Ducto Thin | FNC THIN 600 | Grill for telescopic kit. | 185
| Grill for telescopic kit | AHRD0588II | Ducto Thin | FNC THIN 800 | Grill for telescopic kit. | 205
| Grill for telescopic kit | AHRD0589II | Ducto Thin | FNC THIN 1000 | Grill for telescopic kit. | 225
| Grill for telescopic kit | AHRD0590II | Ducto Thin | FNC THIN 1200 | Grill for telescopic kit. | 250
| 90° plenum for external air kit | AHRD0616II | Ducto Thin | FNC THIN 400 | 90° plenum for plenum kit for external air connection with damper | 80
| 90° plenum for external air kit | AHRD0617II | Ducto Thin | FNC THIN 600 | 90° plenum for plenum kit for external air connection with damper | 100
| 90° plenum for external air kit | AHRD0618II | Ducto Thin | FNC THIN 800 | 90° plenum for plenum kit for external air connection with damper | 120
| 90° plenum for external air kit | AHRD0619II | Ducto Thin | FNC THIN 1000 | 90° plenum for plenum kit for external air connection with damper | 140
| 90° plenum for external air kit | AHRD0620II | Ducto Thin | FNC THIN 1200 | 90° plenum for plenum kit for external air connection with damper | 160
| 90° plenum for external air kit | AHRD0656II | Ducto | FNC 400 | 90° plenum for plenum kit for external air connection with damper | 90
| 90° plenum for external air kit | AHRD0657II | Ducto | FNC 600 | 90° plenum for plenum kit for external air connection with damper | 110
| 90° plenum for external air kit | AHRD0658II | Ducto | FNC 800 | 90° plenum for plenum kit for external air connection with damper | 120
| 90° plenum for external air kit | AHRD0659II | Ducto | FNC 1000 | 90° plenum for plenum kit for external air connection with damper | 140
| 90° plenum for external air kit | AHRD0660II | Ducto | FNC 1200 | 90° plenum for plenum kit for external air connection with damper | 170
| Telescopic kit for external air kit | AHRD0621II | Ducto Thin | FNC THIN 400 | Telescopic kit for plenum kit for external air connection with damper | 150
| Telescopic kit for external air kit | AHRD0622II | Ducto Thin | FNC THIN 600 | Telescopic kit for plenum kit for external air connection with damper | 160
| Telescopic kit for external air kit | AHRD0623II | Ducto Thin | FNC THIN 800 | Telescopic kit for plenum kit for external air connection with damper | 190
| Telescopic kit for external air kit | AHRD0624II | Ducto Thin | FNC THIN 1000 | Telescopic kit for plenum kit for external air connection with damper | 210
| Telescopic kit for external air kit | AHRD0625II | Ducto Thin | FNC THIN 1200 | Telescopic kit for plenum kit for external air connection with damper | 220
| Telescopic kit for external air kit | AHRD0661II | Ducto | FNC 400 | Telescopic kit for plenum kit for external air connection with damper | 160
| Telescopic kit for external air kit | AHRD0662II | Ducto | FNC 600 | Telescopic kit for plenum kit for external air connection with damper | 170
| Telescopic kit for external air kit | AHRD0663II | Ducto | FNC 800 | Telescopic kit for plenum kit for external air connection with damper | 200
| Telescopic kit for external air kit | AHRD0664II | Ducto | FNC 1000 | Telescopic kit for plenum kit for external air connection with damper | 220
| Telescopic kit for external air kit | AHRD0665II | Ducto | FNC 1200 | Telescopic kit for plenum kit for external air connection with damper | 230
| Plate for external air ducting kit | AHRD0611II | Ducto Thin | FNC THIN 400 | Plate for ducting Plenum kit for external air connection with damper. Male connections DN 160 | 50
| Plate for external air ducting kit | AHRD0612II | Ducto Thin | FNC THIN 600 | Plate for ducting Plenum kit for external air connection with damper. Male connections DN 161 | 70
| Plate for external air ducting kit | AHRD0613II | Ducto Thin | FNC THIN 800 | Plate for ducting Plenum kit for external air connection with damper. Male connections DN 162 | 90
| Plate for external air ducting kit | AHRD0614II | Ducto Thin | FNC THIN 1000 | Plate for ducting Plenum kit for external air connection with damper. Male connections DN 163 | 110
| Plate for external air ducting kit | AHRD0615II | Ducto Thin | FNC THIN 1200 | Plate for ducting Plenum kit for external air connection with damper. Male connections DN 164 | 130
| Plate for external air ducting kit | AHRD0651II | Ducto | FNC 400 | Plate for ducting Plenum kit for external air connection with damper. Male connections DN 165 | 50
| Plate for external air ducting kit | AHRD0652II | Ducto | FNC 600 | Plate for ducting Plenum kit for external air connection with damper. Male connections DN 166 | 70
| Plate for external air ducting kit | AHRD0653II | Ducto | FNC 800 | Plate for ducting Plenum kit for external air connection with damper. Male connections DN 167 | 90
| Plate for external air ducting kit | AHRD0654II | Ducto | FNC 1000 | Plate for ducting Plenum kit for external air connection with damper. Male connections DN 168 | 110
| Plate for external air ducting kit | AHRD0655II | Ducto | FNC 1200 | Plate for ducting Plenum kit for external air connection with damper. Male connections DN 169 | 130
| Telescopic kit | AHRD0531II | Ducto | FNC 400 | Telescopic kit. Minimum extension 153 mm, maximum extension 270 mm. Dimensions: 445x306x182 mm | 145
| Telescopic kit | AHRD0532II | Ducto | FNC 600 | Telescopic kit. Minimum extension 153 mm, maximum extension 270 mm. Dimensions: 645x306x182 mm | 155
| Telescopic kit | AHRD0533II | Ducto | FNC 800 | Telescopic kit. Minimum extension 153 mm, maximum extension 270 mm. Dimensions: 845x306x182 mm | 185
| Telescopic kit | AHRD0534II | Ducto | FNC 1000 | Telescopic kit. Minimum extension 153 mm, maximum extension 270 mm. Dimensions: 1045x306x182 mm | 200
| Telescopic kit | AHRD0535II | Ducto | FNC 1200 | Telescopic kit. Minimum extension 153 mm, maximum extension 270 mm. Dimensions: 1335x306x182 mm | 215
| Telescopic kit | AHRD0581II | Ducto Thin | FNC THIN 400 | Telescopic kit. Minimum extension 153 mm, maximum extension 270 mm | 145
| Telescopic kit | AHRD0582II | Ducto Thin | FNC THIN 600 | Telescopic kit. Minimum extension 153 mm, maximum extension 270 mm | 155
| Telescopic kit | AHRD0583II | Ducto Thin | FNC THIN 800 | Telescopic kit. Minimum extension 153 mm, maximum extension 270 mm | 185
| Telescopic kit | AHRD0584II | Ducto Thin | FNC THIN 1000 | Telescopic kit. Minimum extension 153 mm, maximum extension 270 mm | 200
| Telescopic kit | AHRD0585II | Ducto Thin | FNC THIN 1200 | Telescopic kit. Minimum extension 153 mm, maximum extension 270 mm | 215
| 90° return plenum | AHRD0521II | Ducto | FNC 400 | 90° return plenum. Dimensions: 486x253x217 mm | 85
| 90° return plenum | AHRD0522II | Ducto | FNC 600 | 90° return plenum. Dimensions: 686x253x217 mm | 100
| 90° return plenum | AHRD0523II | Ducto | FNC 800 | 90° return plenum. Dimensions: 886x253x217 mm | 115
| 90° return plenum | AHRD0524II | Ducto | FNC 1000 | 90° return plenum. Dimensions: 1086x253x217 mm | 135
| 90° return plenum | AHRD0525II | Ducto | FNC 1200 | 90° return plenum. Dimensions: 1376x253x217 mm | 155
| 90° return plenum | AHRD0576II | Ducto Thin | FNC THIN 400 | 90° return plenum | 80
| 90° return plenum | AHRD0577II | Ducto Thin | FNC THIN 600 | 90° return plenum | 100
| 90° return plenum | AHRD0578II | Ducto Thin | FNC THIN 800 | 90° return plenum | 115
| 90° return plenum | AHRD0579II | Ducto Thin | FNC THIN 1000 | 90° return plenum | 135
| 90° return plenum | AHRD0580II | Ducto Thin | FNC THIN 1200 | 90° return plenum | 155
| Replacement filters | AHRD0491II | Ducto Ducto Thin | FNC 400 FNC THIN 400 | Replacement filter kit | 35
| Replacement filters | AHRD0492II | Ducto Ducto Thin | FNC 600 FNC THIN 600 | Replacement filter kit | 45
| Replacement filters | AHRD0493II | Ducto Ducto Thin | FNC 800 FNC THIN 800 | Replacement filter kit | 60
| Replacement filters | AHRD0494II | Ducto Ducto Thin | FNC 1000 FNC THIN 1000 | Replacement filter kit | 75
| Replacement filters | AHRD0495II | Ducto Ducto Thin | FNC 1200 FNC THIN 1200 | Replacement filter kit | 80
| Delivery plate with 2 inlets | AHRD0431II | Ducto | FNC 400 | Delivery plate with 2 circular inlets, DN 160. Male connections | 56
| Delivery plate with 3 inlets | AHRD0432II | Ducto | FNC 600 | Delivery plate with 3 circular inlets, DN 160. Male connections | 75
| Delivery plate with 4 inlets | AHRD0433II | Ducto | FNC 800 | Delivery plate with 4 circular inlets, DN 160. Male connections | 95
| Delivery plate with 6 inlets | AHRD0434II | Ducto | FNC 1000 | Delivery plate with 6 circular inlets, DN 160. Male connections | 120
| Delivery plate with 7 inlets | AHRD0435II | Ducto | FNC 1200 | Delivery plate with 7 circular inlets, DN 160. Male connections | 140
| Recording plate with 2 inputs | AHRD0461II | Ducto | FNC 400 | Connection plate with 2 circular inlets, DN 160. Male connections | 165
| Recording plate with 3 inputs | AHRD0462II | Ducto | FNC 600 | Connection plate with 3 circular inlets, DN 160. Male connections | 170
| Recording plate with 4 inputs | AHRD0463II | Ducto | FNC 800 | Connection plate with 4 circular inlets, DN 160. Male connections | 215
| Recording plate with 6 inputs | AHRD0464II | Ducto | FNC 1000 | Connection plate with 6 circular inlets, DN 160. Male connections | 225
| Recording plate with 7 inputs | AHRD0465II | Ducto | FNC 1200 | Connection plate with 7 circular inlets, DN 160. Male connections | 260
| Delivery plate with 2 inlets | AHRD0561II | Ducto Thin | FNC THIN 400 | Delivery plate with 2 circular inlets, DN 160. Male connections. | 50
| Delivery plate with 3 inlets | AHRD0562II | Ducto Thin | FNC THIN 600 | Delivery plate with 3 circular inlets, DN 160. Male connections | 70
| Delivery plate with 4 inlets | AHRD0563II | Ducto Thin | FNC THIN 800 | Delivery plate with 4 circular inlets, DN 160. Male connections | 90
| Delivery plate with 6 inlets | AHRD0564II | Ducto Thin | FNC THIN 1000 | Delivery plate with 6 circular inlets, DN 160. Male connections | 110
| Delivery plate with 7 inlets | AHRD0565II | Ducto Thin | FNC THIN 1200 | Delivery plate with 7 circular inlets, DN 160. Male connections | 130
| Recording plate with 2 inputs | AHRD0566II | Ducto Thin | FNC THIN 400 | Connection plate with 2 circular inlets, DN 160. Male connections | 150
| Recording plate with 3 inputs | AHRD0567II | Ducto Thin | FNC THIN 600 | Connection plate with 3 circular inlets, DN 160. Male connections | 160
| Recording plate with 4 inputs | AHRD0568II | Ducto Thin | FNC THIN 800 | Connection plate with 4 circular inlets, DN 160. Male connections | 200
| Recording plate with 6 inputs | AHRD0569II | Ducto Thin | FNC THIN 1000 | Connection plate with 6 circular inlets, DN 160. Male connections | 210
| Recording plate with 7 inputs | AHRD0570II | Ducto Thin | FNC THIN 1200 | Connection plate with 7 circular inlets, DN 160. Male connections | 240
| Grille for telescopic kit for external air kit | AHRD0626II | Ducto Thin | FNC THIN 400 | Grille for telescopic kit for plenum kit for external air connection with damper | 160
| Grille for telescopic kit for external air kit | AHRD0627II | Ducto Thin | FNC THIN 600 | Grille for telescopic kit for plenum kit for external air connection with damper | 190
| Grille for telescopic kit for external air kit | AHRD0628II | Ducto Thin | FNC THIN 800 | Grille for telescopic kit for plenum kit for external air connection with damper | 210
| Grille for telescopic kit for external air kit | AHRD0629II | Ducto Thin | FNC THIN 1000 | Grille for telescopic kit for plenum kit for external air connection with damper | 230
| Grille for telescopic kit for external air kit | AHRD0630II | Ducto Thin | FNC THIN 1200 | Grille for telescopic kit for plenum kit for external air connection with damper | 260
| Grille for telescopic kit for external air kit | AHRD0666II | Ducto | FNC 400 | Grille for telescopic kit for plenum kit for external air connection with damper | 170
| Grille for telescopic kit for external air kit | AHRD0667II | Ducto | FNC 600 | Grille for telescopic kit for plenum kit for external air connection with damper | 200
| Grille for telescopic kit for external air kit | AHRD0668II | Ducto | FNC 800 | Grille for telescopic kit for plenum kit for external air connection with damper | 220
| Grille for telescopic kit for external air kit | AHRD0669II | Ducto Ducto Thin | FNC 1000 | Grille for telescopic kit for plenum kit for external air connection with damper | 240
| Grille for telescopic kit for external air kit | AHRD0670II | Ducto Ducto Thin | FNC 1200 | Grille for telescopic kit for plenum kit for external air connection with damper | 270
| Hydraulic units and fittings | I20205II | Ducto Ducto Thin | All | Manual 2-way valve assembly | 80
| Hydraulic units and fittings | V20139II | Ducto Ducto Thin | All | 2-way valve assembly (inlet valve and locking device) with thermoelectric motor | 160
| Hydraulic units and fittings | V30361II | Ducto Ducto Thin | All | 3-way diverter valve assembly with thermoelectric motor (complete with three-way inlet valve and lock-in valve) | 195
| Hydraulic units and fittings | AI1157II | Ducto Ducto Thin | All | Pressure-independent flow control valve DN 15, 290 L/h | 200
| Hydraulic units and fittings | AI1158II | Ducto Ducto Thin | All | Pressure-independent flow control valve DN 15, 420 L/h | 200
| Hydraulic units and fittings | AI1159II | Ducto Ducto Thin | All | Pressure-independent flow control valve DN 20, 980 L/h | 250
| Hydraulic units and fittings | AI1160II | Ducto Ducto Thin | All | Pressure-independent flow control valveDN 15, 290 L/h | 110
| Hydraulic units and fittings | AI1161II | Ducto Ducto Thin | All | Pressure-independent flow control valveDN 15, 470 L/h | 110
| Hydraulic units and fittings | AI1162II | Ducto Ducto Thin | All | Pressure-independent flow control valve DN 15, 650 L/h | 110
| Hydraulic units and fittings | AI1163II | Ducto Ducto Thin | All | Pressure-independent flow control valve DN 15, 940 L/h | 110
| Hydraulic units and fittings | AI1164II | Ducto Ducto Thin | All | Pressure-independent flow control valve DN 15, 1300 L/h | 110
| Hydraulic units and fittings | AI1165II | Ducto Ducto Thin | All | Pressure-independent flow control valve DN 20, 1200 L/h | 130
| Hydraulic units and fittings | AI1166II | Ducto Ducto Thin | All | Pressure-independent flow control valve DN 20, 1500 L/h | 130
| Hydraulic units and fittings | AI1170II | Ducto Ducto Thin | All | 6-way valve for 4-pipe systems DN 15 | 230
| Hydraulic units and fittings | AI1171II | Ducto Ducto Thin | All | 6-way actuator for 4-pipe systems DN 15, for 6-way valves and pressure valves independent | 150
| Suction grille | AHRA0710II | Ducto Ducto Thin | All | Suction grille with removable aluminum filter, white color. Dimensions 450x 225 mm | 180
| Insulated plenum supply/return | AHRA0708II | Ducto Ducto Thin | All | Insulated plenum for supply/return with 2 DN 160 mm inlets, 1 DN 160 cap, and grille connection. Dimensions: 420x200x200 mm. Male connections. | 120
| Delivery grille | AHRA0709II | Ducto Ducto Thin | All | Aluminum outlet grille with double row of adjustable fins, white color. Dimensions: 450x225 mm | 180
| Alufonic insulated flexible tube | SCE316010II | Ducto Ducto Thin | All | Flexible duct DN 160 with aluminum/polyester/aluminum wall, complete with: helical coil in harmonic steel wire, thermal insulation coating in polyester fiber (thickness 25 mm, 16 kg/m³) to prevent microfiber dispersion, and external protection in aluminized film (flame retardant). Operating temperature: -30/+140°C. Bending radius: min. 800 mm. Supplied in 10 m coils, price per coil. | 200

## DUCTO MULTI-DUCTO MULTI THIN
FANCOIL FOR BUILT-IN INSTALLATION, DUCTABLE, MULTI-ZONE DUCTO MULTI
| Product Name | Code | Type | Description |  | Price list 2026
For connection with M7 series remote controls (modulating speed)
| Ducto Multi | F53000237A | FNC+ 600 | DC Inverter fan coil unit with constant flow centrifugal fans, for horizontal recessed installation. Integrated management of individual zones with dedicated fan. Factory-fitted hydraulic connections on the right, 3/4" Eurokonus thread. Factory-fitted electrical connections on the left. Electronic boards for connection to wall control (see accessories). |  | 1600
| Ducto Multi | F53000237B | FNC+ 800 | DC Inverter fan coil unit with constant flow centrifugal fans, for horizontal recessed installation. Integrated management of individual zones with dedicated fan. Factory-fitted hydraulic connections on the right, 3/4" Eurokonus thread. Factory-fitted electrical connections on the left. Electronic boards for connection to wall control (see accessories). |  | 2400
| Ducto Multi | F53000237C | FNC+ 1000 | DC Inverter fan coil unit with constant flow centrifugal fans, for horizontal recessed installation. Integrated management of individual zones with dedicated fan. Factory-fitted hydraulic connections on the right, 3/4" Eurokonus thread. Factory-fitted electrical connections on the left. Electronic boards for connection to wall control (see accessories). |  | 2700
| Ducto Multi | F53000237D | FNC+ 1200 | DC Inverter fan coil unit with constant flow centrifugal fans, for horizontal recessed installation. Integrated management of individual zones with dedicated fan. Factory-fitted hydraulic connections on the right, 3/4" Eurokonus thread. Factory-fitted electrical connections on the left. Electronic boards for connection to wall control (see accessories). |  | 3700
For 0-10 V connection (modulating speed)
| Ducto Multi | F530002376 | FNC+ 600 | DC Inverter fan coil unit with constant flow centrifugal fans, for horizontal recessed installation. Integrated management of individual zones with dedicated fan. Factory-fitted hydraulic connections on the right, 3/4" Eurokonus thread. Factory-fitted electrical connections on the left. Wiring for 0-10 V input signal. |  | 1350
| Ducto Multi | F530002377 | FNC+ 800 | DC Inverter fan coil unit with constant flow centrifugal fans, for horizontal recessed installation. Integrated management of individual zones with dedicated fan. Factory-fitted hydraulic connections on the right, 3/4" Eurokonus thread. Factory-fitted electrical connections on the left. Wiring for 0-10 V input signal. |  | 2000
| Ducto Multi | F530002378 | FNC+ 1000 | DC Inverter fan coil unit with constant flow centrifugal fans, for horizontal recessed installation. Integrated management of individual zones with dedicated fan. Factory-fitted hydraulic connections on the right, 3/4" Eurokonus thread. Factory-fitted electrical connections on the left. Wiring for 0-10 V input signal. |  | 2250
| Ducto Multi | F530002379 | FNC+ 1200 | DC Inverter fan coil unit with constant flow centrifugal fans, for horizontal recessed installation. Integrated management of individual zones with dedicated fan. Factory-fitted hydraulic connections on the right, 3/4" Eurokonus thread. Factory-fitted electrical connections on the left. Wiring for 0-10 V input signal. |  | 3150
Provide 0-10 V inputs for the number of zones to be managed (no temperature sensor)
DUCTO MULTI THIN
For connection with M7 series remote controls (modulating speed)
| Ducto Multi Thin | F54000237A | FNC+ THIN 600 | Horizontal fan coil unit for false ceilings or concealed installation, low-profile version (only 185 mm). Hydraulic connections: EuroKonus 3/4", standard on the right. Air connections: female with M/M adapter supplied. Standard electrical connections on the left. DC Inverter |  | 1550
| Ducto Multi Thin | F54000237B | FNC+ THIN 800 | Horizontal fan coil unit for false ceilings or concealed installation, low-profile version (only 185 mm). Hydraulic connections: EuroKonus 3/4", standard on the right. Air connections: female with M/M adapter supplied. Standard electrical connections on the left. DC Inverter |  | 2350
| Ducto Multi Thin | F54000237C | FNC+ THIN 1000 | Horizontal fan coil unit for false ceilings or concealed installation, low-profile version (only 185 mm). Hydraulic connections: EuroKonus 3/4", standard on the right. Air connections: female with M/M adapter supplied. Standard electrical connections on the left. DC Inverter |  | 2600
| Ducto Multi Thin | F54000237D | FNC+ THIN 1200 | Horizontal fan coil unit for false ceilings or concealed installation, low-profile version (only 185 mm). Hydraulic connections: EuroKonus 3/4", standard on the right. Air connections: female with M/M adapter supplied. Standard electrical connections on the left. DC Inverter |  | 3600
For 0-10 V connection (modulating speed)
| Ducto Multi Thin | F540002376 | FNC+ THIN 600 | Horizontal fan coil unit for false ceilings or concealed installation, low-profile version (only 185 mm). Hydraulic connections: EuroKonus 3/4", standard on the right. Air connections: female with M/M adapter supplied. Standard electrical connections on the left. DC Inverter |  | 1300
| Ducto Multi Thin | F540002377 | FNC+ THIN 800 | Horizontal fan coil unit for false ceilings or concealed installation, low-profile version (only 185 mm). Hydraulic connections: EuroKonus 3/4", standard on the right. Air connections: female with M/M adapter supplied. Standard electrical connections on the left. DC Inverter |  | 2000
| Ducto Multi Thin | F540002378 | FNC+ THIN 1000 | Horizontal fan coil unit for false ceilings or concealed installation, low-profile version (only 185 mm). Hydraulic connections: EuroKonus 3/4", standard on the right. Air connections: female with M/M adapter supplied. Standard electrical connections on the left. DC Inverter |  | 2200
| Ducto Multi Thin | F540002379 | FNC+ THIN 1200 | Horizontal fan coil unit for false ceilings or concealed installation, low-profile version (only 185 mm). Hydraulic connections: EuroKonus 3/4", standard on the right. Air connections: female with M/M adapter supplied. Standard electrical connections on the left. DC Inverter |  | 3100
Provide 0-10 V inputs for the number of zones to be managed (no temperature sensor)
ACCESSORIES AND CONTROLS FOR DUCTO MULTI / DUCTO MULTI THIN FANCOILS
| Accessory Type | Code | Related products | Related configurations | Description | Price
| M7 series wall control controls | EEB749II | Ducto Multi Ducto Multi Thin | All | Electronic LED control panel with touch interface, wall-mounted, complete with thermostat and room temperature and relative humidity sensor. Cable connection. White color. | 170
| M7 series wall control controls | EFB749II | Ducto Multi Ducto Multi Thin | All | Electronic LED control panel with touch interface, wall-mounted installation, complete with thermostat and room temperature and relative humidity sensor with integrated Wi-Fi module, new app. Cable connection. White color. | 200
| Flush-mounted box for masonry | N000557A | Ducto Multi Ducto Multi Thin | All | Flush-mounted box for masonry | 3
| Flush-mounted box for drywall | N000558A | Ducto Multi Ducto Multi Thin | All | Flush-mounted box for drywall | 3
| Butler | - | Ducto Multi Ducto Multi Thin | All | BUTLER: codes, accessories, and price list described in the relevant section
| Motor connection cable for moving hydraulic attachments | BB0646II | Ducto Multi Ducto Multi Thin | All | Hydraulic connection reversal kit | 40
| Outdoor air kit | AHRD0572II | Ducto Multi Thin | FNC+ THIN 600 | Plenum kit for external air connection with damper for room recirculation | 440
| Outdoor air kit | AHRD0573II | Ducto Multi Thin | FNC+ THIN 800 | Plenum kit for external air connection with damper for room recirculation | 520
| Outdoor air kit | AHRD0574II | Ducto Multi Thin | FNC+ THIN 1000 | Plenum kit for external air connection with damper for room recirculation | 580
| Outdoor air kit | AHRD0575II | Ducto Multi Thin | FNC+ THIN 1200 | Plenum kit for external air connection with damper for room recirculation | 670
| Outdoor air kit | AHRD0640II | Ducto Multi | FNC+ 600 | Plenum kit for external air connection with damper for room recirculation | 470
| Outdoor air kit | AHRD0641II | Ducto Multi | FNC+ 800 | Plenum kit for external air connection with damper for room recirculation | 540
| Outdoor air kit | AHRD0642II | Ducto Multi | FNC+ 1000 | Plenum kit for external air connection with damper for room recirculation | 610
| Outdoor air kit | AHRD0643II | Ducto Multi | FNC+ 1200 | Plenum kit for external air connection with damper for room recirculation | 700
| Grill for telescopic kit | AHRD0542II | Ducto Multi | FNC+ 600 | Grill for telescopic kit, Dimensions: 673x211x25 mm | 185
| Grill for telescopic kit | AHRD0543II | Ducto Multi | FNC+ 800 | Grill for telescopic kit, Dimensions: 873x211x25 mm | 205
| Grill for telescopic kit | AHRD0544II | Ducto Multi | FNC+ 1000 | Grill for telescopic kit, Dimensions: 1073x211x25 mm | 225
| Grill for telescopic kit | AHRD0545II | Ducto Multi | FNC+ 1200 | Grill for telescopic kit, Dimensions: 1363x211x25 mm | 250
| Grill for telescopic kit | AHRD0587II | Ducto Multi Thin | FNC+ THIN 600 | Grill for telescopic kit | 185
| Grill for telescopic kit | AHRD0588II | Ducto Multi Thin | FNC+ THIN 800 | Grill for telescopic kit | 205
| Grill for telescopic kit | AHRD0589II | Ducto Multi Thin | FNC+ THIN 1000 | Grill for telescopic kit | 225
| Grill for telescopic kit | AHRD0590II | Ducto Multi Thin | FNC+ THIN 1200 | Grill for telescopic kit | 250
| 90° plenum for external air kit | AHRD0617II | Ducto Multi Thin | FNC+ THIN 600 | 90° plenum for external air kit with damper | 100
| 90° plenum for external air kit | AHRD0618II | Ducto Multi Thin | FNC+ THIN 800 | 90° plenum for external air kit with damper | 120
| 90° plenum for external air kit | AHRD0619II | Ducto Multi Thin | FNC+ THIN 1000 | 90° plenum for external air kit with damper | 140
| 90° plenum for external air kit | AHRD0620II | Ducto Multi Thin | FNC+ THIN 1200 | 90° plenum for external air kit with damper | 160
| 90° plenum for external air kit | AHRD0657II | Ducto Multi | FNC+ 600 | 90° plenum for external air kit with damper | 110
| 90° plenum for external air kit | AHRD0658II | Ducto Multi | FNC+ 800 | 90° plenum for external air kit with damper | 120
| 90° plenum for external air kit | AHRD0659II | Ducto Multi | FNC+ 1000 | 90° plenum for external air kit with damper | 140
| 90° plenum for external air kit | AHRD0660II | Ducto Multi | FNC+ 1200 | 90° plenum for external air kit with damper | 170
| Telescopic kit for external air kit | AHRD0622II | Ducto Multi Thin | FNC+ THIN 600 | Telescopic kit for external air kit with damper | 160
| Telescopic kit for external air kit | AHRD0623II | Ducto Multi Thin | FNC+ THIN 800 | Telescopic kit for external air kit with damper | 190
| Telescopic kit for external air kit | AHRD0624II | Ducto Multi Thin | FNC+ THIN 1000 | Telescopic kit for external air kit with damper | 210
| Telescopic kit for external air kit | AHRD0625II | Ducto Multi Thin | FNC+ THIN 1200 | Telescopic kit for external air kit with damper | 220
| Telescopic kit for external air kit | AHRD0662II | Ducto Multi | FNC+ 600 | Telescopic kit for external air kit with damper | 170
| Telescopic kit for external air kit | AHRD0663II | Ducto Multi | FNC+ 800 | Telescopic kit for external air kit with damper | 200
| Telescopic kit for external air kit | AHRD0664II | Ducto Multi | FNC+ 1000 | Telescopic kit for external air kit with damper | 220
| Telescopic kit for external air kit | AHRD0665II | Ducto Multi | FNC+ 1200 | Telescopic kit for external air kit with damper | 230
| Plate for external air ducting kit | AHRD0612II | Ducto Multi Thin | FNC+ THIN 600 | Plate for ducting Plenum kit for external air connection with damper. Male connections, DN 153 | 70
| Plate for external air ducting kit | AHRD0613II | Ducto Multi Thin | FNC+ THIN 800 | Plate for ducting Plenum kit for external air connection with damper. Male connections, DN 154 | 90
| Plate for external air ducting kit | AHRD0614II | Ducto Multi Thin | FNC+ THIN 1000 | Plate for ducting Plenum kit for external air connection with damper. Male connections, DN 155 | 110
| Plate for external air ducting kit | AHRD0615II | Ducto Multi Thin | FNC+ THIN 1200 | Plate for ducting Plenum kit for external air connection with damper. Male connections, DN 156 | 130
| Plate for external air ducting kit | AHRD0652II | Ducto Multi | FNC+ 600 | Plate for ducting Plenum kit for external air connection with damper. Male connections, DN 157 | 70
| Plate for external air ducting kit | AHRD0653II | Ducto Multi | FNC+ 800 | Plate for ducting Plenum kit for external air connection with damper. Male connections, DN 158 | 90
| Plate for external air ducting kit | AHRD0654II | Ducto Multi | FNC+ 1000 | Plate for ducting Plenum kit for external air connection with damper. Male connections, DN 159 | 110
| Plate for external air ducting kit | AHRD0655II | Ducto Multi | FNC+ 1200 | Plate for ducting Plenum kit for external air connection with damper. Male connections, DN 160 | 130
| Telescopic kit | AHRD0532II | Ducto Multi | FNC+ 600 | Telescopic kit, Dimensions (WxH): 645x182 mm, minimum extension from 153 mm to 270 mm. | 155
| Telescopic kit | AHRD0533II | Ducto Multi | FNC+ 800 | Telescopic kit, Dimensions (WxH): 845x182 mm, minimum extension from 153 mm to 270 mm. | 185
| Telescopic kit | AHRD0534II | Ducto Multi | FNC+ 1000 | Telescopic kit, Dimensions (WxH): 1045x182 mm, minimum extension from 153 mm to 270 mm. | 200
| Telescopic kit | AHRD0535II | Ducto Multi | FNC+ 1200 | Telescopic kit, Dimensions (WxH): 1335x182 mm, minimum extension from 153 mm to 270 mm. | 215
| Telescopic kit | AHRD0582II | Ducto Multi Thin | FNC+ THIN 600 | Telescopic kit. Minimum extension 153 mm, maximum extension 270 mm | 155
| Telescopic kit | AHRD0583II | Ducto Multi Thin | FNC+ THIN 800 | Telescopic kit. Minimum extension 153 mm, maximum extension 270 mm | 185
| Telescopic kit | AHRD0584II | Ducto Multi Thin | FNC+ THIN 1000 | Telescopic kit. Minimum extension 153 mm, maximum extension 270 mm | 200
| Telescopic kit | AHRD0585II | Ducto Multi Thin | FNC+ THIN 1200 | Telescopic kit. Minimum extension 153 mm, maximum extension 270 mm | 215
| 90° return plenum | AHRD0522II | Ducto Multi | FNC+ 600 | 90° return plenum, Dimensions: 686x253x217 mm | 100
| 90° return plenum | AHRD0523II | Ducto Multi | FNC+ 800 | 90° return plenum, Dimensions: 886x253x217 mm | 115
| 90° return plenum | AHRD0524II | Ducto Multi | FNC+ 1000 | 90° return plenum, Dimensions: 1086x253x217 mm | 135
| 90° return plenum | AHRD0525II | Ducto Multi | FNC+ 1200 | 90° return plenum, Dimensions: 1376x253x217 mm | 155
| 90° return plenum | AHRD0577II | Ducto Multi Thin | FNC+ THIN 600 | 90° return plenum | 100
| 90° return plenum | AHRD0578II | Ducto Multi Thin | FNC+ THIN 800 | 90° return plenum | 115
| 90° return plenum | AHRD0579II | Ducto Multi Thin | FNC+ THIN 1000 | 90° return plenum | 135
| 90° return plenum | AHRD0580II | Ducto Multi Thin | FNC+ THIN 1200 | 90° return plenum | 155
| Recording plates (integrated into the unit) | AHRD0466II | Ducto Multi | FNC+ 600 | Connection plate with 2 circular inlets, DN 160. Male connections | 170
| Recording plates (integrated into the unit) | AHRD0467II | Ducto Multi | FNC+ 800 | Connection plate with 3 circular inlets, DN 160. Male connections | 215
| Recording plates (integrated into the unit) | AHRD0468II | Ducto Multi | FNC+ 1000 | Connection plate with 4 circular inlets, DN 160. Male connections | 225
| Recording plates (integrated into the unit) | AHRD0469II | Ducto Multi | FNC+ 1200 | Connection plate with 5 circular inlets, DN 160. Male connections | 260
| Recording plates (integrated into the unit) | AHRD0682II | Ducto Multi Thin | FNC+ THIN 600 | Connection plate with 2 circular inlets, DN 160. Male connections | 160
| Recording plates (integrated into the unit) | AHRD0683II | Ducto Multi Thin | FNC+ THIN 800 | Connection plate with 3 circular inlets, DN 160. Male connections | 200
| Recording plates (integrated into the unit) | AHRD0684II | Ducto Multi Thin | FNC+ THIN 1000 | Connection plate with 4 circular inlets, DN 160. Male connections | 210
| Recording plates (integrated into the unit) | AHRD0685II | Ducto Multi Thin | FNC+ THIN 1200 | Connection plate with 5 circular inlets, DN 160. Male connections | 240
| Replacement filters | AHRD0492II | Ducto Multi Ducto Multi Thin | FNC+ 600 FNC+ THIN 600 | Replacement filter kit | 45
| Replacement filters | AHRD0493II | Ducto Multi Ducto Multi Thin | FNC+ 800 FNC+ THIN 800 | Replacement filter kit | 60
| Replacement filters | AHRD0494II | Ducto Multi Ducto Multi Thin | FNC+ 1000 FNC+ THIN 1000 | Replacement filter kit | 75
| Replacement filters | AHRD0495II | Ducto Multi Ducto Multi Thin | FNC+ 1200 FNC+ THIN 1200 | Replacement filter kit | 80
| Non-return damper | AHRD0519II | Ducto Multi Ducto Multi Thin | All | Non-return damper, DN 160 | 45
| Grilles for telescopic kit for external air kit | AHRD0627II | Ducto Multi Thin | FNC+ THIN 600 | Grille for telescopic kit for external air kit with damper | 190
| Grilles for telescopic kit for external air kit | AHRD0628II | Ducto Multi Thin | FNC+ THIN 800 | Grille for telescopic kit for external air kit with damper | 210
| Grilles for telescopic kit for external air kit | AHRD0629II | Ducto Multi Thin | FNC+ THIN 1000 | Grille for telescopic kit for external air kit with damper | 230
| Grilles for telescopic kit for external air kit | AHRD0630II | Ducto Multi Thin | FNC+ THIN 1200 | Grille for telescopic kit for external air kit with damper | 260
| Grilles for telescopic kit for external air kit | AHRD0667II | Ducto Multi | FNC+ 600 | Grille for telescopic kit for external air kit with damper | 200
| Grilles for telescopic kit for external air kit | AHRD0668II | Ducto Multi | FNC+ 800 | Grille for telescopic kit for external air kit with damper | 220
| Grilles for telescopic kit for external air kit | AHRD0669II | Ducto Multi | FNC+ 1000 | Grille for telescopic kit for external air kit with damper | 240
| Grilles for telescopic kit for external air kit | AHRD0670II | Ducto Multi | FNC+ 1200 | Grille for telescopic kit for external air kit with damper | 270
| Hydraulic units and fittings | I20205II | Ducto Multi Ducto Multi Thin | All | Manual 2-way valve assembly | 80
| Hydraulic units and fittings | V20139II | Ducto Multi Ducto Multi Thin | All | 2-way valve assembly (inlet valve and locking device) with thermoelectric motor | 160
| Hydraulic units and fittings | V30361II | Ducto Multi Ducto Multi Thin | All | 3-way diverter valve assembly with thermoelectric motor (complete with three-way inlet valve and lock-in valve) | 195
| Hydraulic units and fittings | AI1157II | Ducto Multi Ducto Multi Thin | All | Independent pressure control valve DN 15, 290 L/h | 200
| Hydraulic units and fittings | AI1158II | Ducto Multi Ducto Multi Thin | All | Independent pressure control valve DN 15, 420 L/h | 200
| Hydraulic units and fittings | AI1159II | Ducto Multi Ducto Multi Thin | All | Independent pressure control valve DN 20, 980 L/h | 250
| Hydraulic units and fittings | AI1160II | Ducto Multi Ducto Multi Thin | All | Pressure-independent flow control valve DN 15, 290 L/h | 110
| Hydraulic units and fittings | AI1161II | Ducto Multi Ducto Multi Thin | All | Pressure-independent flow control valve DN 15, 470 L/h | 110
| Hydraulic units and fittings | AI1162II | Ducto Multi Ducto Multi Thin | All | Pressure-independent flow control valve DN 15, 650 L/h | 110
| Hydraulic units and fittings | AI1163II | Ducto Multi Ducto Multi Thin | All | Pressure-independent flow control valve DN 15, 940 L/h | 110
| Hydraulic units and fittings | AI1164II | Ducto Multi Ducto Multi Thin | All | Pressure-independent flow control valve DN 15, 1300 L/h | 110
| Hydraulic units and fittings | AI1165II | Ducto Multi Ducto Multi Thin | All | Pressure-independent flow control valve DN 20, 1200 L/h | 130
| Hydraulic units and fittings | AI1166II | Ducto Multi Ducto Multi Thin | All | Pressure-independent flow control valve DN 20, 1500 L/h | 130
| Hydraulic units and fittings | AI1170II | Ducto Multi Ducto Multi Thin | All | 6-way valve for 4-pipe systems DN 15 | 230
| Hydraulic units and fittings | AI1171II | Ducto Multi Ducto Multi Thin | All | 6-way actuator for 4-pipe systems DN 15, for 6-way valves and pressure valves independent | 150
| Suction grille | AHRA0710II | Ducto Multi Ducto Multi Thin | All | Suction grille with removable aluminum filter, white color. Dimensions 450x 225 mm | 180
| Insulated plenum for supply/return | AHRA0708II | Ducto Multi Ducto Multi Thin | All | Insulated plenum for supply/return with 2 DN 160 inlets, 1 DN 160 mm plug, and grille connection. Dimensions: 420x200x200 mm. Male connections. | 120
| Delivery grille | AHRA0709II | Ducto Multi Ducto Multi Thin | All | Aluminum outlet grille with double row of adjustable fins. Dimensions: 450x225 mm | 180
| Alufonic insulated flexible hose | SCE316010II | Ducto Multi Ducto Multi Thin | All | Flexible duct DN 160 with aluminum/polyester/aluminum wall, complete with: helical coil in harmonic steel wire, thermal insulation coating in polyester fiber (thickness 25 mm, 16 kg/m³) to prevent microfiber dispersion, and external protection in aluminized film (flame retardant). Operating temperature: -30/+140°C. Bending radius: min. 800 mm. Supplied in 10 m coils, price per coil. | 200